## RE +2¦3 LV
RE +2/3 LV
March 28th, 2006, David Simek, Ian Crotty
| length | end rack name | end crate name | installation period | routing | comments
[m]
RE+2/3/01 | 7 | X4J32 | LVC(RE/+1).1A | DP1R2 | SPN(ID/+1)@00.5;SPE(ID/+1h).01
RE+2/3/02 | 6 | X4J32 | LVC(RE/+1).1A | DP1R2 | SPE(ID/+1h).01
RE+2/3/03 | 6.5 | X4J32 | LVC(RE/+1).1A | DP1R2 | SPN(ID/+1)@01.5
RE+2/3/04 | 8 | X4J32 | LVC(RE/+1).1A | DP1R2 | SPE(ID/+1h).02;SPN(ID/+1)@01.5
RE+2/3/05 | 9 | X4J32 | LVC(RE/+1).1A | DP1R2 | SPN(ID/+1)@02.5;SPE(ID/+1h).02;SPN(ID/+1)@01.5
RE+2/3/06 | 10.5 | X4J32 | LVC(RE/+1).1A | DP1R2 | SPE(ID/+1h).03;SPN(ID/+1)@02.5;SPE(ID/+1h).02;SPN(ID/+1)@01.5
RE+2/3/07 | 11.5 | X4J32 | LVC(RE/+1).1A | DP1R2 | SPN(ID/+1)@03.5;SPE(ID/+1h).03;SPN(ID/+1)@02.5;SPE(ID/+1h).02;SPN(ID/+1)@01.5
RE+2/3/08 | 13 | X4J32 | LVC(RE/+1).1A | DP1R2 | SPE(ID/+1h).04;SPN(ID/+1)@03.5;SPE(ID/+1h).03;SPN(ID/+1)@02.5;SPE(ID/+1h).02;SPN(ID/+1)@01.5
RE+2/3/09 | 14.5 | X4J32 | LVC(RE/+1).1A | DP1R2 | SPN(ID/+1)@04.5;SPE(ID/+1h).04;SPN(ID/+1)@03.5;SPE(ID/+1h).03;SPN(ID/+1)@02.5;SPE(ID/+1h).02;SPN(ID/+1)@01.5
RE+2/3/10 | 15.5 | X4J32 | LVC(RE/+1).1A | DP1R2 | SPE(ID/+1h).05;SPN(ID/+1)@04.5;SPE(ID/+1h).04;SPN(ID/+1)@03.5;SPE(ID/+1h).03;SPN(ID/+1)@02.5;SPE(ID/+1h).02;SPN(ID/+1)@01.5
RE+2/3/11 | 17 | X4J32 | LVC(RE/+1).1A | DP1R2 | SPN(ID/+1)@05.5;SPE(ID/+1h).05;SPN(ID/+1)@04.5;SPE(ID/+1h).04;SPN(ID/+1)@03.5;SPE(ID/+1h).03;SPN(ID/+1)@02.5;SPE(ID/+1h).02;SPN(ID/+1)@01.5
RE+2/3/12 | 18.5 | X4J32 | LVC(RE/+1).1A | DP1R2 | SPE(ID/+1h).06;SPN(ID/+1)@05.5;SPE(ID/+1h).05;SPN(ID/+1)@04.5;SPE(ID/+1h).04;SPN(ID/+1)@03.5;SPE(ID/+1h).03;SPN(ID/+1)@02.5;SPE(ID/+1h).02;SPN(ID/+1)@01.5 | has been measured 16.5 m with real cable
RE+2/3/13 | 11.5 | X4A32 | LVC(RE/+1).2C | DP1R2 | SPN(ID/+1)@06.5;SPE(ID/+1h).07;SPN(ID/+1)@07.5;SPE(ID/+1h).08;SPN(ID/+1)@08.5
RE+2/3/14 | 10.5 | X4A32 | LVC(RE/+1).2C | DP1R2 | SPE(ID/+1h).07;SPN(ID/+1)@07.5;SPE(ID/+1h).08;SPN(ID/+1)@08.5
RE+2/3/15 | 9 | X4A32 | LVC(RE/+1).2C | DP1R2 | SPN(ID/+1)@07.5;SPE(ID/+1h).08;SPN(ID/+1)@08.5
RE+2/3/16 | 8 | X4A32 | LVC(RE/+1).2C | DP1R2 | SPE(ID/+1h).08;SPN(ID/+1)@08.5
RE+2/3/17 | 6.5 | X4A32 | LVC(RE/+1).2C | DP1R2 | SPN(ID/+1)@08.5
RE+2/3/18 | 6 | X4A32 | LVC(RE/+1).2C | DP1R2 | SPE(ID/+1h).09
RE+2/3/19 | 13.5 | X2A32 | LVC(RE/+1).3C | DP1R2 | SPN(ID/+1)@09.5;SPE(ID/+1h).10;SPN(ID/+1)@10.5;SPE(ID/+1h).11;SPN(ID/+1)@11.5
RE+2/3/20 | 12.5 | X2A32 | LVC(RE/+1).3C | DP1R2 | SPE(ID/+1h).10;SPN(ID/+1)@10.5;SPE(ID/+1h).11;SPN(ID/+1)@11.5
RE+2/3/21 | 11 | X2A32 | LVC(RE/+1).3C | DP1R2 | SPN(ID/+1)@10.5;SPE(ID/+1h).11;SPN(ID/+1)@11.5
RE+2/3/22 | 10 | X2A32 | LVC(RE/+1).3C | DP1R2 | SPE(ID/+1h).11;SPN(ID/+1)@11.5
RE+2/3/23 | 8.5 | X2A32 | LVC(RE/+1).3C | DP1R2 | SPN(ID/+1)@11.5
RE+2/3/24 | 9.5 | X2A32 | LVC(RE/+1).3C | DP1R2 | SPE(ID/+1h).12
RE+2/3/25 | 10.5 | X2A32 | LVC(RE/+1).3C | DP1R2 | SPN(ID/+1)@12.5;SPE(ID/+1h).12
RE+2/3/26 | 12 | X2A32 | LVC(RE/+1).3C | DP1R2 | SPE(ID/+1h).13;SPN(ID/+1)@12.5;SPE(ID/+1h).12
RE+2/3/27 | 13 | X2A32 | LVC(RE/+1).3C | DP1R2 | SPN(ID/+1)@13.5;SPE(ID/+1h).13;SPN(ID/+1)@12.5;SPE(ID/+1h).12
RE+2/3/28 | 14.5 | X2A32 | LVC(RE/+1).3C | DP1R2 | SPE(ID/+1h).14;SPN(ID/+1)@13.5;SPE(ID/+1h).13;SPN(ID/+1)@12.5;SPE(ID/+1h).12
RE+2/3/29 | 16 | X2A32 | LVC(RE/+1).3C | DP1R2 | SPN(ID/+1)@14.5;SPE(ID/+1h).14;SPN(ID/+1)@13.5;SPE(ID/+1h).13;SPN(ID/+1)@12.5;SPE(ID/+1h).12
RE+2/3/30 | 17 | X2A32 | LVC(RE/+1).3C | DP1R2 | SPE(ID/+1h).15;SPN(ID/+1)@14.5;SPE(ID/+1h).14;SPN(ID/+1)@13.5;SPE(ID/+1h).13;SPN(ID/+1)@12.5;SPE(ID/+1h).12 | has been measured 16.3 m with real cable
RE+2/3/31 | 10.5 | X2J32 | LVC(RE/+1).4C | DP1R2 | SPN(ID/+1)@15.5;SPE(ID/+1h).16
RE+2/3/32 | 9.5 | X2J32 | LVC(RE/+1).4C | DP1R2 | SPE(ID/+1h).16
RE+2/3/33 | 8.5 | X2J32 | LVC(RE/+1).4C | DP1R2 | SPN(ID/+1)@16.5
RE+2/3/34 | 10 | X2J32 | LVC(RE/+1).4C | DP1R2 | SPE(ID/+1h).17;SPN(ID/+1)@16.5
RE+2/3/35 | 11 | X2J32 | LVC(RE/+1).4C | DP1R2 | SPN(ID/+1)@17.5;SPE(ID/+1h).17;SPN(ID/+1)@16.5
RE+2/3/36 | 12.5 | X2J32 | LVC(RE/+1).4C | DP1R2 | SPE(ID/+1h).18;SPN(ID/+1)@17.5;SPE(ID/+1h).17;SPN(ID/+1)@16.5
398.5
18.5

## RE +2¦2 LV
RE +2/2 LV
March 28th, 2006, David Simek, Ian Crotty
| chmaber 2 to chamber 3 |  | chamber 3 to rack | slack | length |  | end rack name | end crate name | installation period | routing
[5 empty] | raw | rounded
1000
| [mm] | [mm] | [mm] | [mm] | [mm] | [m]
RE+2/2/01 | 2200 | 550 | 5967.0502 | 1000 | 9717.0502 | 9.5 | X4J32 | LVC(RE/+1).1A | DP1R2 | SPN(ID/+1)@00.5;SPE(ID/+1h).01
RE+2/2/02 | 2200 | 550 | 4818.6282 | 1000 | 8568.6282 | 8.5 | X4J32 | LVC(RE/+1).1A | DP1R2 | SPE(ID/+1h).01
RE+2/2/03 | 2200 | -550 | 5581.161 | 1000 | 8231.161 | 8 | X4J32 | LVC(RE/+1).1A | DP1R2 | SPN(ID/+1)@01.5
RE+2/2/04 | 2200 | -550 | 6799.583 | 1000 | 9449.583 | 9.5 | X4J32 | LVC(RE/+1).1A | DP1R2 | SPE(ID/+1h).02;SPN(ID/+1)@01.5
RE+2/2/05 | 2200 | -550 | 8174.9304 | 1000 | 10824.9304 | 11 | X4J32 | LVC(RE/+1).1A | DP1R2 | SPN(ID/+1)@02.5;SPE(ID/+1h).02;SPN(ID/+1)@01.5
RE+2/2/06 | 2200 | -550 | 9557.693 | 1000 | 12207.693 | 12 | X4J32 | LVC(RE/+1).1A | DP1R2 | SPE(ID/+1h).03;SPN(ID/+1)@02.5;SPE(ID/+1h).02;SPN(ID/+1)@01.5
RE+2/2/07 | 2200 | -550 | 10706.115 | 1000 | 13356.115 | 13.5 | X4J32 | LVC(RE/+1).1A | DP1R2 | SPN(ID/+1)@03.5;SPE(ID/+1h).03;SPN(ID/+1)@02.5;SPE(ID/+1h).02;SPN(ID/+1)@01.5
RE+2/2/08 | 2200 | -550 | 12151.4624 | 1000 | 14801.4624 | 15 | X4J32 | LVC(RE/+1).1A | DP1R2 | SPE(ID/+1h).04;SPN(ID/+1)@03.5;SPE(ID/+1h).03;SPN(ID/+1)@02.5;SPE(ID/+1h).02;SPN(ID/+1)@01.5
RE+2/2/09 | 2200 | -550 | 13464.225 | 1000 | 16114.225 | 16 | X4J32 | LVC(RE/+1).1A | DP1R2 | SPN(ID/+1)@04.5;SPE(ID/+1h).04;SPN(ID/+1)@03.5;SPE(ID/+1h).03;SPN(ID/+1)@02.5;SPE(ID/+1h).02;SPN(ID/+1)@01.5
RE+2/2/10 | 2200 | -550 | 14682.647 | 1000 | 17332.647 | 17.5 | X4J32 | LVC(RE/+1).1A | DP1R2 | SPE(ID/+1h).05;SPN(ID/+1)@04.5;SPE(ID/+1h).04;SPN(ID/+1)@03.5;SPE(ID/+1h).03;SPN(ID/+1)@02.5;SPE(ID/+1h).02;SPN(ID/+1)@01.5
RE+2/2/11 | 2200 | -550 | 16057.9944 | 1000 | 18707.9944 | 18.5 | X4J32 | LVC(RE/+1).1A | DP1R2 | SPN(ID/+1)@05.5;SPE(ID/+1h).05;SPN(ID/+1)@04.5;SPE(ID/+1h).04;SPN(ID/+1)@03.5;SPE(ID/+1h).03;SPN(ID/+1)@02.5;SPE(ID/+1h).02;SPN(ID/+1)@01.5
RE+2/2/12 | 2200 | -550 | 17440.757 | 1000 | 20090.757 | 20 | X4J32 | LVC(RE/+1).1A | DP1R2 | SPE(ID/+1h).06;SPN(ID/+1)@05.5;SPE(ID/+1h).05;SPN(ID/+1)@04.5;SPE(ID/+1h).04;SPN(ID/+1)@03.5;SPE(ID/+1h).03;SPN(ID/+1)@02.5;SPE(ID/+1h).02;SPN(ID/+1)@01.5
RE+2/2/13 | 2200 | 550 | 10706.115 | 1000 | 14456.115 | 14.5 | X4A32 | LVC(RE/+1).2C | DP1R2 | SPN(ID/+1)@06.5;SPE(ID/+1h).07;SPN(ID/+1)@07.5;SPE(ID/+1h).08;SPN(ID/+1)@08.5
RE+2/2/14 | 2200 | 550 | 9557.693 | 1000 | 13307.693 | 13.5 | X4A32 | LVC(RE/+1).2C | DP1R2 | SPE(ID/+1h).07;SPN(ID/+1)@07.5;SPE(ID/+1h).08;SPN(ID/+1)@08.5
RE+2/2/15 | 2200 | 550 | 8174.9304 | 1000 | 11924.9304 | 12 | X4A32 | LVC(RE/+1).2C | DP1R2 | SPN(ID/+1)@07.5;SPE(ID/+1h).08;SPN(ID/+1)@08.5
RE+2/2/16 | 2200 | 550 | 6799.583 | 1000 | 10549.583 | 10.5 | X4A32 | LVC(RE/+1).2C | DP1R2 | SPE(ID/+1h).08;SPN(ID/+1)@08.5
RE+2/2/17 | 2200 | 550 | 5581.161 | 1000 | 9331.161 | 9.5 | X4A32 | LVC(RE/+1).2C | DP1R2 | SPN(ID/+1)@08.5
RE+2/2/18 | 2200 | -550 | 4818.6282 | 1000 | 7468.6282 | 7.5 | X4A32 | LVC(RE/+1).2C | DP1R2 | SPE(ID/+1h).09
RE+2/2/19 | 2200 | 550 | 12681.976 | 1000 | 16431.976 | 16.5 | X2A32 | LVC(RE/+1).3C | DP1R2 | SPN(ID/+1)@09.5;SPE(ID/+1h).10;SPN(ID/+1)@10.5;SPE(ID/+1h).11;SPN(ID/+1)@11.5
RE+2/2/20 | 2200 | 550 | 11533.554 | 1000 | 15283.554 | 15.5 | X2A32 | LVC(RE/+1).3C | DP1R2 | SPE(ID/+1h).10;SPN(ID/+1)@10.5;SPE(ID/+1h).11;SPN(ID/+1)@11.5
RE+2/2/21 | 2200 | 550 | 10220.0776 | 1000 | 13970.0776 | 14 | X2A32 | LVC(RE/+1).3C | DP1R2 | SPN(ID/+1)@10.5;SPE(ID/+1h).11;SPN(ID/+1)@11.5
RE+2/2/22 | 2200 | 550 | 8897.9351 | 1000 | 12647.9351 | 12.5 | X2A32 | LVC(RE/+1).3C | DP1R2 | SPE(ID/+1h).11;SPN(ID/+1)@11.5
RE+2/2/23 | 2200 | 550 | 7565.8864 | 1000 | 11315.8864 | 11.5 | X2A32 | LVC(RE/+1).3C | DP1R2 | SPN(ID/+1)@11.5
RE+2/2/24 | 2200 | -550 | 8404.833 | 1000 | 11054.833 | 11 | X2A32 | LVC(RE/+1).3C | DP1R2 | SPE(ID/+1h).12
RE+2/2/25 | 2200 | -550 | 9565.3225 | 1000 | 12215.3225 | 12 | X2A32 | LVC(RE/+1).3C | DP1R2 | SPN(ID/+1)@12.5;SPE(ID/+1h).12
RE+2/2/26 | 2200 | -550 | 11025.0516 | 1000 | 13675.0516 | 13.5 | X2A32 | LVC(RE/+1).3C | DP1R2 | SPE(ID/+1h).13;SPN(ID/+1)@12.5;SPE(ID/+1h).12
RE+2/2/27 | 2200 | -550 | 11499.108 | 1000 | 14149.108 | 14 | X2A32 | LVC(RE/+1).3C | DP1R2 | SPN(ID/+1)@13.5;SPE(ID/+1h).13;SPN(ID/+1)@12.5;SPE(ID/+1h).12
RE+2/2/28 | 2200 | -550 | 12816.3644 | 1000 | 15466.3644 | 15.5 | X2A32 | LVC(RE/+1).3C | DP1R2 | SPE(ID/+1h).14;SPN(ID/+1)@13.5;SPE(ID/+1h).13;SPN(ID/+1)@12.5;SPE(ID/+1h).12
RE+2/2/29 | 2200 | -550 | 14133.6208 | 1000 | 16783.6208 | 17 | X2A32 | LVC(RE/+1).3C | DP1R2 | SPN(ID/+1)@14.5;SPE(ID/+1h).14;SPN(ID/+1)@13.5;SPE(ID/+1h).13;SPN(ID/+1)@12.5;SPE(ID/+1h).12
RE+2/2/30 | 2200 | -550 | 16133.0468 | 1000 | 18783.0468 | 19 | X2A32 | LVC(RE/+1).3C | DP1R2 | SPE(ID/+1h).15;SPN(ID/+1)@14.5;SPE(ID/+1h).14;SPN(ID/+1)@13.5;SPE(ID/+1h).13;SPN(ID/+1)@12.5;SPE(ID/+1h).12
RE+2/2/31 | 2200 | 550 | 9565.3225 | 1000 | 13315.3225 | 13.5 | X2J32 | LVC(RE/+1).4C | DP1R2 | SPN(ID/+1)@15.5;SPE(ID/+1h).16
RE+2/2/32 | 2200 | 550 | 8404.833 | 1000 | 12154.833 | 12 | X2J32 | LVC(RE/+1).4C | DP1R2 | SPE(ID/+1h).16
RE+2/2/33 | 2200 | 550 | 7565.8864 | 1000 | 11315.8864 | 11.5 | X2J32 | LVC(RE/+1).4C | DP1R2 | SPN(ID/+1)@16.5
RE+2/2/34 | 2200 | -550 | 8897.9351 | 1000 | 11547.9351 | 11.5 | X2J32 | LVC(RE/+1).4C | DP1R2 | SPE(ID/+1h).17;SPN(ID/+1)@16.5
RE+2/2/35 | 2200 | -550 | 10220.0776 | 1000 | 12870.0776 | 13 | X2J32 | LVC(RE/+1).4C | DP1R2 | SPN(ID/+1)@17.5;SPE(ID/+1h).17;SPN(ID/+1)@16.5
RE+2/2/36 | 2200 | -550 | 11533.554 | 1000 | 14183.554 | 14 | X2J32 | LVC(RE/+1).4C | DP1R2 | SPE(ID/+1h).18;SPN(ID/+1)@17.5;SPE(ID/+1h).17;SPN(ID/+1)@16.5
[5 empty] | sum | 474
[5 empty] | max. | 20

## RE -2¦1 LV
RE -2/1 LV
| chmaber 1 to chamber 3 | chamber 3 to perifery | perifery | rack | slack | length |  | end rack name | end crate name | routing
[6 empty] | raw | rounded
| 4028.989 | 565.9626 | 425.1151 |  | 1500
| 3993.9885 | 452.4999 | 2234.1423
|  | 621.0207 | 2644.6476
|  | 642.1197 | 2593.7697
|  | 235.4808 | 2426.2745
253.3794
2690.677
2620.2189
2605.2669
2679.654
[6 empty] | [mm] | [m]
RE-2/1/01 | 4028.989 | 565.9626 | 425.1151 |  | 1500 | 5954.1041 | 6
RE-2/1/02 | 3993.9885 | 452.4999 | 2234.1423 |  | 1500 | 7728.1308 | 7.5
RE-2/1/03 | 4028.989 | 565.9626 | 4878.7899 |  | 1500 | 10407.7789 | 10.5
RE-2/1/04 | 3993.9885 | 565.9626 | 7472.5596 |  | 1500 | 12966.5481 | 13
RE-2/1/05 | 4028.989 | 452.4999 | 10117.2072 |  | 1500 | 15646.1962 | 15.5
RE-2/1/06 | 3993.9885 | 565.9626 | 12761.8548 |  | 1500 | 18255.8433 | 18.5
RE-2/1/07 | 4028.989 | 565.9626 | 15355.6245 |  | 1500 | 20884.6135 | 21
RE-2/1/08 | 3993.9885 | 452.4999 | 18000.2721 |  | 1500 | 23494.2606 | 23.5
RE-2/1/09 | 4028.989 | 565.9626 | 20644.9197 |  | 1500 | 26173.9087 | 26
RE-2/1/10 | 3993.9885 | 565.9626 | 16074.682 |  | 1500 | 21568.6705 | 21.5
RE-2/1/11 | 4028.989 | 621.0207 | 13384.005 |  | 1500 | 18912.994 | 19
RE-2/1/12 | 3993.9885 | 642.1197 | 10704.351 |  | 1500 | 16198.3395 | 16
RE-2/1/13 | 4028.989 | 642.1197 | 8084.1321 |  | 1500 | 13613.1211 | 13.5
RE-2/1/14 | 3993.9885 | 235.4808 | 5478.8652 |  | 1500 | 10972.8537 | 11
RE-2/1/15 | 4028.989 | 642.1197 | 2873.5983 |  | 1500 | 8402.5873 | 8.5
RE-2/1/16 | 3993.9885 | 642.1197 | 253.3794 |  | 1500 | 5747.3679 | 5.5
RE-2/1/17 | 4028.989 | 621.0207 | 2426.2745 |  | 1500 | 7955.2635 | 8
RE-2/1/18 | 3993.9885 | 565.9626 | 5116.9515 |  | 1500 | 10610.94 | 10.5
[6 empty] | sum | 255
[6 empty] | max. | 26

## RE -2¦2 LV
RE -2/2 LV
March 28th, 2006, David Simek, Ian Crotty
| chmaber 2 to chamber 3 |  | chamber 3 to rack | slack | length |  | end rack name | end crate name | installation period | routing
[5 empty] | raw | rounded
| 2200 | 550 |  | 1000
| 2691.8869 | -550
2562.1899
| [mm] | [mm] | [mm] | [mm] | [mm] | [m]
RE-2/2/01 | 2200 | -550 | 5967.0502 | 1000 | 8617.0502 | 8.5 | X4V32 | LVC(RE/-1).1A | DM1R2 | SPN(ID/-1)@00.5;SPE(ID/-1h).01
RE-2/2/02 | 2200 | -550 | 4818.6282 | 1000 | 7468.6282 | 7.5 | X4V32 | LVC(RE/-1).1A | DM1R2 | SPE(ID/-1h).01
RE-2/2/03 | 2200 | 550 | 5581.161 | 1000 | 9331.161 | 9.5 | X4V32 | LVC(RE/-1).1A | DM1R2 | SPN(ID/-1)@01.5
RE-2/2/04 | 2200 | 550 | 6799.583 | 1000 | 10549.583 | 10.5 | X4V32 | LVC(RE/-1).1A | DM1R2 | SPE(ID/-1h).02;SPN(ID/-1)@01.5
RE-2/2/05 | 2200 | 550 | 8174.9304 | 1000 | 11924.9304 | 12 | X4V32 | LVC(RE/-1).1A | DM1R2 | SPN(ID/-1)@02.5;SPE(ID/-1h).02;SPN(ID/-1)@01.5
RE-2/2/06 | 2200 | 550 | 9557.693 | 1000 | 13307.693 | 13.5 | X4V32 | LVC(RE/-1).1A | DM1R2 | SPE(ID/-1h).03;SPN(ID/-1)@02.5;SPE(ID/-1h).02;SPN(ID/-1)@01.5
RE-2/2/07 | 2200 | 550 | 10706.115 | 1000 | 14456.115 | 14.5 | X4V32 | LVC(RE/-1).1A | DM1R2 | SPN(ID/-1)@03.5;SPE(ID/-1h).03;SPN(ID/-1)@02.5;SPE(ID/-1h).02;SPN(ID/-1)@01.5
RE-2/2/08 | 2200 | 550 | 12151.4624 | 1000 | 15901.4624 | 16 | X4V32 | LVC(RE/-1).1A | DM1R2 | SPE(ID/-1h).04;SPN(ID/-1)@03.5;SPE(ID/-1h).03;SPN(ID/-1)@02.5;SPE(ID/-1h).02;SPN(ID/-1)@01.5
RE-2/2/09 | 2200 | 550 | 13464.225 | 1000 | 17214.225 | 17 | X4V32 | LVC(RE/-1).1A | DM1R2 | SPN(ID/-1)@04.5;SPE(ID/-1h).04;SPN(ID/-1)@03.5;SPE(ID/-1h).03;SPN(ID/-1)@02.5;SPE(ID/-1h).02;SPN(ID/-1)@01.5
RE-2/2/10 | 2200 | 550 | 14682.647 | 1000 | 18432.647 | 18.5 | X4V32 | LVC(RE/-1).1A | DM1R2 | SPE(ID/-1h).05;SPN(ID/-1)@04.5;SPE(ID/-1h).04;SPN(ID/-1)@03.5;SPE(ID/-1h).03;SPN(ID/-1)@02.5;SPE(ID/-1h).02;SPN(ID/-1)@01.5
RE-2/2/11 | 2200 | 550 | 16057.9944 | 1000 | 19807.9944 | 20 | X4V32 | LVC(RE/-1).1A | DM1R2 | SPN(ID/-1)@05.5;SPE(ID/-1h).05;SPN(ID/-1)@04.5;SPE(ID/-1h).04;SPN(ID/-1)@03.5;SPE(ID/-1h).03;SPN(ID/-1)@02.5;SPE(ID/-1h).02;SPN(ID/-1)@01.5
RE-2/2/12 | 2200 | 550 | 17440.757 | 1000 | 21190.757 | 21 | X4V32 | LVC(RE/-1).1A | DM1R2 | SPE(ID/-1h).06;SPN(ID/-1)@05.5;SPE(ID/-1h).05;SPN(ID/-1)@04.5;SPE(ID/-1h).04;SPN(ID/-1)@03.5;SPE(ID/-1h).03;SPN(ID/-1)@02.5;SPE(ID/-1h).02;SPN(ID/-1)@01.5
RE-2/2/13 | 2200 | -550 | 10706.115 | 1000 | 13356.115 | 13.5 | X4S32 | LVC(RE/-1).2C | DM1R2 | SPN(ID/-1)@06.5;SPE(ID/-1h).07;SPN(ID/-1)@07.5;SPE(ID/-1h).08;SPN(ID/-1)@08.5
RE-2/2/14 | 2200 | -550 | 9557.693 | 1000 | 12207.693 | 12 | X4S32 | LVC(RE/-1).2C | DM1R2 | SPE(ID/-1h).07;SPN(ID/-1)@07.5;SPE(ID/-1h).08;SPN(ID/-1)@08.5
RE-2/2/15 | 2200 | -550 | 8174.9304 | 1000 | 10824.9304 | 11 | X4S32 | LVC(RE/-1).2C | DM1R2 | SPN(ID/-1)@07.5;SPE(ID/-1h).08;SPN(ID/-1)@08.5
RE-2/2/16 | 2200 | -550 | 6799.583 | 1000 | 9449.583 | 9.5 | X4S32 | LVC(RE/-1).2C | DM1R2 | SPE(ID/-1h).08;SPN(ID/-1)@08.5
RE-2/2/17 | 2200 | -550 | 5581.161 | 1000 | 8231.161 | 8 | X4S32 | LVC(RE/-1).2C | DM1R2 | SPN(ID/-1)@08.5
RE-2/2/18 | 2200 | 550 | 4818.6282 | 1000 | 8568.6282 | 8.5 | X4S32 | LVC(RE/-1).2C | DM1R2 | SPE(ID/-1h).09
RE-2/2/19 | 2200 | -550 | 12681.976 | 1000 | 15331.976 | 15.5 | X2S32 | LVC(RE/-1).3C | DM1R2 | SPN(ID/-1)@09.5;SPE(ID/-1h).10;SPN(ID/-1)@10.5;SPE(ID/-1h).11;SPN(ID/-1)@11.5
RE-2/2/20 | 2200 | -550 | 11533.554 | 1000 | 14183.554 | 14 | X2S32 | LVC(RE/-1).3C | DM1R2 | SPE(ID/-1h).10;SPN(ID/-1)@10.5;SPE(ID/-1h).11;SPN(ID/-1)@11.5
RE-2/2/21 | 2200 | -550 | 10220.0776 | 1000 | 12870.0776 | 13 | X2S32 | LVC(RE/-1).3C | DM1R2 | SPN(ID/-1)@10.5;SPE(ID/-1h).11;SPN(ID/-1)@11.5
RE-2/2/22 | 2200 | -550 | 8897.9351 | 1000 | 11547.9351 | 11.5 | X2S32 | LVC(RE/-1).3C | DM1R2 | SPE(ID/-1h).11;SPN(ID/-1)@11.5
RE-2/2/23 | 2200 | 550 | 7565.8864 | 1000 | 11315.8864 | 11.5 | X2S32 | LVC(RE/-1).3C | DM1R2 | SPN(ID/-1)@11.5
RE-2/2/24 | 2200 | 550 | 8404.833 | 1000 | 12154.833 | 12 | X2S32 | LVC(RE/-1).3C | DM1R2 | SPE(ID/-1h).12
RE-2/2/25 | 2200 | 550 | 9565.3225 | 1000 | 13315.3225 | 13.5 | X2S32 | LVC(RE/-1).3C | DM1R2 | SPN(ID/-1)@12.5;SPE(ID/-1h).12
RE-2/2/26 | 2200 | 550 | 11025.0516 | 1000 | 14775.0516 | 15 | X2S32 | LVC(RE/-1).3C | DM1R2 | SPE(ID/-1h).13;SPN(ID/-1)@12.5;SPE(ID/-1h).12
RE-2/2/27 | 2200 | 550 | 11499.108 | 1000 | 15249.108 | 15 | X2S32 | LVC(RE/-1).3C | DM1R2 | SPN(ID/-1)@13.5;SPE(ID/-1h).13;SPN(ID/-1)@12.5;SPE(ID/-1h).12
RE-2/2/28 | 2200 | 550 | 12816.3644 | 1000 | 16566.3644 | 16.5 | X2S32 | LVC(RE/-1).3C | DM1R2 | SPE(ID/-1h).14;SPN(ID/-1)@13.5;SPE(ID/-1h).13;SPN(ID/-1)@12.5;SPE(ID/-1h).12
RE-2/2/29 | 2200 | 550 | 14133.6208 | 1000 | 17883.6208 | 18 | X2S32 | LVC(RE/-1).3C | DM1R2 | SPN(ID/-1)@14.5;SPE(ID/-1h).14;SPN(ID/-1)@13.5;SPE(ID/-1h).13;SPN(ID/-1)@12.5;SPE(ID/-1h).12
RE-2/2/30 | 2200 | 550 | 16133.0468 | 1000 | 19883.0468 | 20 | X2S32 | LVC(RE/-1).3C | DM1R2 | SPE(ID/-1h).15;SPN(ID/-1)@14.5;SPE(ID/-1h).14;SPN(ID/-1)@13.5;SPE(ID/-1h).13;SPN(ID/-1)@12.5;SPE(ID/-1h).12
RE-2/2/31 | 2200 | -550 | 9565.3225 | 1000 | 12215.3225 | 12 | X2V32 | LVC(RE/-1).4C | DM1R2 | SPN(ID/-1)@15.5;SPE(ID/-1h).16
RE-2/2/32 | 2200 | -550 | 8404.833 | 1000 | 11054.833 | 11 | X2V32 | LVC(RE/-1).4C | DM1R2 | SPE(ID/-1h).16
RE-2/2/33 | 2200 | 550 | 7565.8864 | 1000 | 11315.8864 | 11.5 | X2V32 | LVC(RE/-1).4C | DM1R2 | SPN(ID/-1)@16.5
RE-2/2/34 | 2200 | 550 | 8897.9351 | 1000 | 12647.9351 | 12.5 | X2V32 | LVC(RE/-1).4C | DM1R2 | SPE(ID/-1h).17;SPN(ID/-1)@16.5
RE-2/2/35 | 2200 | 550 | 10220.0776 | 1000 | 13970.0776 | 14 | X2V32 | LVC(RE/-1).4C | DM1R2 | SPN(ID/-1)@17.5;SPE(ID/-1h).17;SPN(ID/-1)@16.5
RE-2/2/36 | 2200 | 550 | 11533.554 | 1000 | 15283.554 | 15.5 | X2V32 | LVC(RE/-1).4C | DM1R2 | SPE(ID/-1h).18;SPN(ID/-1)@17.5;SPE(ID/-1h).17;SPN(ID/-1)@16.5
[5 empty] | sum | 483
[5 empty] | max. | 21

## RE -2¦3 LV
RE -2/3 LV
March 28th, 2006, David Simek, Ian Crotty
| chmaber 3 to perifery | perifery | rack | error correction |  | slack | length |  | end rack name | end crate name | installation period | routing |  | comments
|  |  |  | chamber | rack |  | raw | rounded
| 417.4999 | 425.1151 | 2091.8505 | 300 | 1469 | 1000
| 565.9626 | 1296.8847 | 266.7 |  | 1450
| 530.9626 | 922.6479 | 4559.7124
| 452.4999 | 1347.7626 | 177.8
| 607.1197 | 1108.1269
| 621.0207 | 253.3794
| 642.1197 | 1318.1477
| 492.4999 | 1336.0435
| 359.6213 | 1354.6335
| 235.4808 | 1310.1093
| 1017.1197 | 1349.7252
| 867.4999 | 1317.2564
| 715.0206 | 771.2543
| 585.4808 | 1200.2009
1491.1761
1357.3063
[7 empty] | [mm] | [m]
RE-2/3/01 | 417.4999 | 1721.9998 | 2358.5505 |  | 1469 | 1000 | 6967.0502 | 7 | X4V32 | LVC(RE/-1).1A | DM1R2 | SPN(ID/-1)@00.5; | SPN(ID/-1)@00.5;SPE(ID/-1h).01
RE-2/3/02 | 565.9626 | 425.1151 | 2358.5505 |  | 1469 | 1000 | 5818.6282 | 6 | X4V32 | LVC(RE/-1).1A | DM1R2 |  | SPE(ID/-1h).01
RE-2/3/03 | 530.9626 | 922.6479 | 2358.5505 | 300 | 1469 | 1000 | 6581.161 | 6.5 | X4V32 | LVC(RE/-1).1A | DM1R2 |  | SPN(ID/-1)@01.5
RE-2/3/04 | 452.4999 | 2219.5326 | 2358.5505 | 300 | 1469 | 1000 | 7799.583 | 8 | X4V32 | LVC(RE/-1).1A | DM1R2 | SPE(ID/-1h).02; | SPE(ID/-1h).02;SPN(ID/-1)@01.5
RE-2/3/05 | 530.9626 | 3516.4173 | 2358.5505 | 300 | 1469 | 1000 | 9174.9304 | 9 | X4V32 | LVC(RE/-1).1A | DM1R2 | SPN(ID/-1)@02.5; | SPN(ID/-1)@02.5;SPE(ID/-1h).02;SPN(ID/-1)@01.5
RE-2/3/06 | 565.9626 | 4864.1799 | 2358.5505 | 300 | 1469 | 1000 | 10557.693 | 10.5 | X4V32 | LVC(RE/-1).1A | DM1R2 | SPE(ID/-1h).03; | SPE(ID/-1h).03;SPN(ID/-1)@02.5;SPE(ID/-1h).02;SPN(ID/-1)@01.5
RE-2/3/07 | 417.4999 | 6161.0646 | 2358.5505 | 300 | 1469 | 1000 | 11706.115 | 11.5 | X4V32 | LVC(RE/-1).1A | DM1R2 | SPN(ID/-1)@03.5; | SPN(ID/-1)@03.5;SPE(ID/-1h).03;SPN(ID/-1)@02.5;SPE(ID/-1h).02;SPN(ID/-1)@01.5
RE-2/3/08 | 565.9626 | 7457.9493 | 2358.5505 | 300 | 1469 | 1000 | 13151.4624 | 13 | X4V32 | LVC(RE/-1).1A | DM1R2 | SPE(ID/-1h).04; | SPE(ID/-1h).04;SPN(ID/-1)@03.5;SPE(ID/-1h).03;SPN(ID/-1)@02.5;SPE(ID/-1h).02;SPN(ID/-1)@01.5
RE-2/3/09 | 530.9626 | 8805.7119 | 2358.5505 | 300 | 1469 | 1000 | 14464.225 | 14.5 | X4V32 | LVC(RE/-1).1A | DM1R2 | SPN(ID/-1)@04.5; | SPN(ID/-1)@04.5;SPE(ID/-1h).04;SPN(ID/-1)@03.5;SPE(ID/-1h).03;SPN(ID/-1)@02.5;SPE(ID/-1h).02;SPN(ID/-1)@01.5
RE-2/3/10 | 452.4999 | 10102.5966 | 2358.5505 | 300 | 1469 | 1000 | 15682.647 | 15.5 | X4V32 | LVC(RE/-1).1A | DM1R2 | SPE(ID/-1h).05; | SPE(ID/-1h).05;SPN(ID/-1)@04.5;SPE(ID/-1h).04;SPN(ID/-1)@03.5;SPE(ID/-1h).03;SPN(ID/-1)@02.5;SPE(ID/-1h).02;SPN(ID/-1)@01.5
RE-2/3/11 | 530.9626 | 11399.4813 | 2358.5505 | 300 | 1469 | 1000 | 17057.9944 | 17 | X4V32 | LVC(RE/-1).1A | DM1R2 | SPN(ID/-1)@05.5; | SPN(ID/-1)@05.5;SPE(ID/-1h).05;SPN(ID/-1)@04.5;SPE(ID/-1h).04;SPN(ID/-1)@03.5;SPE(ID/-1h).03;SPN(ID/-1)@02.5;SPE(ID/-1h).02;SPN(ID/-1)@01.5
RE-2/3/12 | 565.9626 | 12747.2439 | 2358.5505 | 300 | 1469 | 1000 | 18440.757 | 18.5 | X4V32 | LVC(RE/-1).1A | DM1R2 | SPE(ID/-1h).06; | SPE(ID/-1h).06;SPN(ID/-1)@05.5;SPE(ID/-1h).05;SPN(ID/-1)@04.5;SPE(ID/-1h).04;SPN(ID/-1)@03.5;SPE(ID/-1h).03;SPN(ID/-1)@02.5;SPE(ID/-1h).02;SPN(ID/-1)@01.5 | has been measured 16.5 m with real cable
RE-2/3/13 | 417.4999 | 6161.0646 | 2358.5505 | 300 | 1469 | 1000 | 11706.115 | 11.5 | X4S32 | LVC(RE/-1).2C | DM1R2 | SPN(ID/-1)@06.5; | SPN(ID/-1)@06.5;SPE(ID/-1h).07;SPN(ID/-1)@07.5;SPE(ID/-1h).08;SPN(ID/-1)@08.5
RE-2/3/14 | 565.9626 | 4864.1799 | 2358.5505 | 300 | 1469 | 1000 | 10557.693 | 10.5 | X4S32 | LVC(RE/-1).2C | DM1R2 | SPE(ID/-1h).07; | SPE(ID/-1h).07;SPN(ID/-1)@07.5;SPE(ID/-1h).08;SPN(ID/-1)@08.5
RE-2/3/15 | 530.9626 | 3516.4173 | 2358.5505 | 300 | 1469 | 1000 | 9174.9304 | 9 | X4S32 | LVC(RE/-1).2C | DM1R2 | SPN(ID/-1)@07.5; | SPN(ID/-1)@07.5;SPE(ID/-1h).08;SPN(ID/-1)@08.5
RE-2/3/16 | 452.4999 | 2219.5326 | 2358.5505 | 300 | 1469 | 1000 | 7799.583 | 8 | X4S32 | LVC(RE/-1).2C | DM1R2 | SPE(ID/-1h).08; | SPE(ID/-1h).08;SPN(ID/-1)@08.5
RE-2/3/17 | 530.9626 | 922.6479 | 2358.5505 | 300 | 1469 | 1000 | 6581.161 | 6.5 | X4S32 | LVC(RE/-1).2C | DM1R2 |  | SPN(ID/-1)@08.5
RE-2/3/18 | 565.9626 | 425.1151 | 2358.5505 |  | 1469 | 1000 | 5818.6282 | 6 | X4S32 | LVC(RE/-1).2C | DM1R2 |  | SPE(ID/-1h).09
RE-2/3/19 | 417.4999 | 6076.9637 | 4737.5124 |  | 1450 | 1000 | 13681.976 | 13.5 | X2S32 | LVC(RE/-1).3C | DM1R2 | SPN(ID/-1)@09.5; | SPN(ID/-1)@09.5;SPE(ID/-1h).10;SPN(ID/-1)@10.5;SPE(ID/-1h).11;SPN(ID/-1)@11.5
RE-2/3/20 | 565.9626 | 4780.079 | 4737.5124 |  | 1450 | 1000 | 12533.554 | 12.5 | X2S32 | LVC(RE/-1).3C | DM1R2 | SPE(ID/-1h).10; | SPE(ID/-1h).10;SPN(ID/-1)@10.5;SPE(ID/-1h).11;SPN(ID/-1)@11.5
RE-2/3/21 | 607.1197 | 3425.4455 | 4737.5124 |  | 1450 | 1000 | 11220.0776 | 11 | X2S32 | LVC(RE/-1).3C | DM1R2 | SPN(ID/-1)@10.5; | SPN(ID/-1)@10.5;SPE(ID/-1h).11;SPN(ID/-1)@11.5
RE-2/3/22 | 621.0207 | 2089.402 | 4737.5124 |  | 1450 | 1000 | 9897.9351 | 10 | X2S32 | LVC(RE/-1).3C | DM1R2 | SPE(ID/-1h).11; | SPE(ID/-1h).11;SPN(ID/-1)@11.5
RE-2/3/23 | 607.1197 | 771.2543 | 4737.5124 |  | 1450 | 1000 | 8565.8864 | 8.5 | X2S32 | LVC(RE/-1).3C | DM1R2 |  | SPN(ID/-1)@11.5
RE-2/3/24 | 1017.1197 | 1200.2009 | 4737.5124 |  | 1450 | 1000 | 9404.833 | 9.5 | X2S32 | LVC(RE/-1).3C | DM1R2 |  | SPE(ID/-1h).12
RE-2/3/25 | 867.4999 | 2510.3102 | 4737.5124 |  | 1450 | 1000 | 10565.3225 | 10.5 | X2S32 | LVC(RE/-1).3C | DM1R2 | SPN(ID/-1)@12.5; | SPN(ID/-1)@12.5;SPE(ID/-1h).12
RE-2/3/26 | 1017.1197 | 3820.4195 | 4737.5124 |  | 1450 | 1000 | 12025.0516 | 12 | X2S32 | LVC(RE/-1).3C | DM1R2 | SPE(ID/-1h).13; | SPE(ID/-1h).13;SPN(ID/-1)@12.5;SPE(ID/-1h).12
RE-2/3/27 | 715.0206 | 5311.5956 | 4737.5124 |  | 1450 | 1000 | 13214.1286 | 13 | X2S32 | LVC(RE/-1).3C | DM1R2 | SPN(ID/-1)@13.5; | SPN(ID/-1)@13.5;SPE(ID/-1h).13;SPN(ID/-1)@12.5;SPE(ID/-1h).12
RE-2/3/28 | 585.4808 | 6628.852 | 4737.5124 |  | 1450 | 1000 | 14401.8452 | 14.5 | X2S32 | LVC(RE/-1).3C | DM1R2 | SPE(ID/-1h).14; | SPE(ID/-1h).14;SPN(ID/-1)@13.5;SPE(ID/-1h).13;SPN(ID/-1)@12.5;SPE(ID/-1h).12
RE-2/3/29 | 715.0206 | 7946.1084 | 4737.5124 |  | 1450 | 1000 | 15848.6414 | 16 | X2S32 | LVC(RE/-1).3C | DM1R2 | SPN(ID/-1)@14.5; | SPN(ID/-1)@14.5;SPE(ID/-1h).14;SPN(ID/-1)@13.5;SPE(ID/-1h).13;SPN(ID/-1)@12.5;SPE(ID/-1h).12
RE-2/3/30 | 642.1197 | 9303.4147 | 4737.5124 |  | 1450 | 1000 | 17133.0468 | 17 | X2S32 | LVC(RE/-1).3C | DM1R2 | SPE(ID/-1h).15; | SPE(ID/-1h).15;SPN(ID/-1)@14.5;SPE(ID/-1h).14;SPN(ID/-1)@13.5;SPE(ID/-1h).13;SPN(ID/-1)@12.5;SPE(ID/-1h).12 | has been measured 16.3 m with real cable
RE-2/3/31 | 867.4999 | 2510.3102 | 4737.5124 |  | 1450 | 1000 | 10565.3225 | 10.5 | X2V32 | LVC(RE/-1).4C | DM1R2 | SPN(ID/-1)@15.5; | SPN(ID/-1)@15.5;SPE(ID/-1h).16
RE-2/3/32 | 1017.1197 | 1200.2009 | 4737.5124 |  | 1450 | 1000 | 9404.833 | 9.5 | X2V32 | LVC(RE/-1).4C | DM1R2 |  | SPE(ID/-1h).16
RE-2/3/33 | 607.1197 | 771.2543 | 4737.5124 |  | 1450 | 1000 | 8565.8864 | 8.5 | X2V32 | LVC(RE/-1).4C | DM1R2 |  | SPN(ID/-1)@16.5
RE-2/3/34 | 621.0207 | 2089.402 | 4737.5124 |  | 1450 | 1000 | 9897.9351 | 10 | X2V32 | LVC(RE/-1).4C | DM1R2 | SPE(ID/-1h).17; | SPE(ID/-1h).17;SPN(ID/-1)@16.5
RE-2/3/35 | 607.1197 | 3425.4455 | 4737.5124 |  | 1450 | 1000 | 11220.0776 | 11 | X2V32 | LVC(RE/-1).4C | DM1R2 | SPN(ID/-1)@17.5; | SPN(ID/-1)@17.5;SPE(ID/-1h).17;SPN(ID/-1)@16.5
RE-2/3/36 | 565.9626 | 4780.079 | 4737.5124 |  | 1450 | 1000 | 12533.554 | 12.5 | X2V32 | LVC(RE/-1).4C | DM1R2 | SPE(ID/-1h).18; | SPE(ID/-1h).18;SPN(ID/-1)@17.5;SPE(ID/-1h).17;SPN(ID/-1)@16.5
[7 empty] | sum | 398.5
[7 empty] | max. | 18.5

## help
END_POINT | END_POINT_DET
X4J32 | LVC(RE/+1).1A
X4A32 | LVC(RE/+1).2C
X2A32 | LVC(RE/+1).3C
X2J32 | LVC(RE/+1).4C
X4V32 | LVC(RE/-1).1A
X4S32 | LVC(RE/-1).2C
X2S32 | LVC(RE/-1).3C
X2V32 | LVC(RE/-1).4C

## old database
SERIAL_CODE | START_POINT | START_POINT_DET | END_POINT | END_POINT_DET | LENGTH | SUBSYSTEM | LAST_CHANGE | LOCATION | LABEL_DET | LABEL | MATERIAL_COMPOSITION | RESPONSIBLE | TYPE | TYPE_DET | N_LABELS_PRINTED | APPROVED | ROUTING | INSTALLATION_PERIOD | ITEM_ID | D3_L
284 | P4101 | RE+2/1/01 |  | SPN(ID/+1)@00.5 |  | RE | 05/24/2005 10:37:25 |  |  | 3RE 00284 P4101/L/ |  |  | L | 2_LV1 | 0 |  | SPE(ID/+1h).01;SPN(ID/+1)@00.5 | DP1R2 | CABLEREZ4955 | 5.155
285 | P4101 | RE+2/1/01 |  | SPN(ID/+1)@00.5 |  | RE | 05/24/2005 10:37:25 |  |  | 3RE 00285 P4101/L/ |  |  | L | 2_LV1 | 0 |  | SPE(ID/+1h).01;SPN(ID/+1)@00.5 | DP1R2 | CABLEREZ4956 | 5.155
286 | P4102 | RE+2/1/02 |  | SPN(ID/+1)@00.5 |  | RE | 05/24/2005 10:37:25 |  |  | 3RE 00286 P4102/L/ |  |  | L | 2_LV1 | 0 |  | SPE(ID/+1h).02;SPN(ID/+1)@01.5;SPN(ID/+1)@00.5 | DP1R2 | CABLEREZ4957 | 7.738
287 | P4102 | RE+2/1/02 |  | SPN(ID/+1)@00.5 |  | RE | 05/24/2005 10:37:25 |  |  | 3RE 00287 P4102/L/ |  |  | L | 2_LV1 | 0 |  | SPE(ID/+1h).02;SPN(ID/+1)@01.5;SPN(ID/+1)@00.5 | DP1R2 | CABLEREZ4958 | 7.738
288 | P4103 | RE+2/1/03 |  | SPN(ID/+1)@00.5 |  | RE | 05/24/2005 10:37:25 |  |  | 3RE 00288 P4103/L/ |  |  | L | 2_LV1 | 0 |  | SPE(ID/+1h).03;SPN(ID/+1)@02.5;SPN(ID/+1)@01.5;SPN(ID/+1)@00.5 | DP1R2 | CABLEREZ4959 | 10.333
289 | P4103 | RE+2/1/03 |  | SPN(ID/+1)@00.5 |  | RE | 05/24/2005 10:37:25 |  |  | 3RE 00289 P4103/L/ |  |  | L | 2_LV1 | 0 |  | SPE(ID/+1h).03;SPN(ID/+1)@02.5;SPN(ID/+1)@01.5;SPN(ID/+1)@00.5 | DP1R2 | CABLEREZ4960 | 10.333
290 | P4104 | RE+2/1/04 |  | SPN(ID/+1)@00.5 |  | RE | 05/24/2005 10:37:25 |  |  | 3RE 00290 P4104/L/ |  |  | L | 2_LV1 | 0 |  | SPE(ID/+1h).04;SPN(ID/+1)@03.5;SPN(ID/+1)@02.5;SPN(ID/+1)@01.5;SPN(ID/+1)@00.5 | DP1R2 | CABLEREZ4961 | 12.916
291 | P4104 | RE+2/1/04 |  | SPN(ID/+1)@00.5 |  | RE | 05/24/2005 10:37:25 |  |  | 3RE 00291 P4104/L/ |  |  | L | 2_LV1 | 0 |  | SPE(ID/+1h).04;SPN(ID/+1)@03.5;SPN(ID/+1)@02.5;SPN(ID/+1)@01.5;SPN(ID/+1)@00.5 | DP1R2 | CABLEREZ4962 | 12.916
292 | P4105 | RE+2/1/05 |  | SPN(ID/+1)@09.5 |  | RE | 05/24/2005 10:37:25 |  |  | 3RE 00292 P4105/L/ |  |  | L | 2_LV1 | 0 |  | SPE(ID/+1h).05;SPN(ID/+1)@05.5;SPN(ID/+1)@06.5;SPN(ID/+1)@07.5;SPN(ID/+1)@08.5;SPN(ID/+1)@09.5 | DP1R2 | CABLEREZ4963 | 15.511
293 | P4105 | RE+2/1/05 |  | SPN(ID/+1)@09.5 |  | RE | 05/24/2005 10:37:25 |  |  | 3RE 00293 P4105/L/ |  |  | L | 2_LV1 | 0 |  | SPE(ID/+1h).05;SPN(ID/+1)@05.5;SPN(ID/+1)@06.5;SPN(ID/+1)@07.5;SPN(ID/+1)@08.5;SPN(ID/+1)@09.5 | DP1R2 | CABLEREZ4964 | 15.511
294 | P4106 | RE+2/1/06 |  | SPN(ID/+1)@09.5 |  | RE | 05/24/2005 10:37:25 |  |  | 3RE 00294 P4106/L/ |  |  | L | 2_LV1 | 0 |  | SPE(ID/+1h).06;SPN(ID/+1)@06.5;SPN(ID/+1)@07.5;SPN(ID/+1)@08.5;SPN(ID/+1)@09.5 | DP1R2 | CABLEREZ4965 | 12.916
295 | P4106 | RE+2/1/06 |  | SPN(ID/+1)@09.5 |  | RE | 05/24/2005 10:37:25 |  |  | 3RE 00295 P4106/L/ |  |  | L | 2_LV1 | 0 |  | SPE(ID/+1h).06;SPN(ID/+1)@06.5;SPN(ID/+1)@07.5;SPN(ID/+1)@08.5;SPN(ID/+1)@09.5 | DP1R2 | CABLEREZ4966 | 12.916
296 | P4107 | RE+2/1/07 |  | SPN(ID/+1)@09.5 |  | RE | 05/24/2005 10:37:25 |  |  | 3RE 00296 P4107/L/ |  |  | L | 2_LV1 | 0 |  | SPE(ID/+1h).07;SPN(ID/+1)@07.5;SPN(ID/+1)@08.5;SPN(ID/+1)@09.5 | DP1R2 | CABLEREZ4967 | 10.333
297 | P4107 | RE+2/1/07 |  | SPN(ID/+1)@09.5 |  | RE | 05/24/2005 10:37:25 |  |  | 3RE 00297 P4107/L/ |  |  | L | 2_LV1 | 0 |  | SPE(ID/+1h).07;SPN(ID/+1)@07.5;SPN(ID/+1)@08.5;SPN(ID/+1)@09.5 | DP1R2 | CABLEREZ4968 | 10.333
298 | P4108 | RE+2/1/08 |  | SPN(ID/+1)@09.5 |  | RE | 05/24/2005 10:37:25 |  |  | 3RE 00298 P4108/L/ |  |  | L | 2_LV1 | 0 |  | SPE(ID/+1h).08;SPN(ID/+1)@08.5;SPN(ID/+1)@09.5 | DP1R2 | CABLEREZ4969 | 7.738
299 | P4108 | RE+2/1/08 |  | SPN(ID/+1)@09.5 |  | RE | 05/24/2005 10:37:25 |  |  | 3RE 00299 P4108/L/ |  |  | L | 2_LV1 | 0 |  | SPE(ID/+1h).08;SPN(ID/+1)@08.5;SPN(ID/+1)@09.5 | DP1R2 | CABLEREZ4970 | 7.738
300 | P4109 | RE+2/1/09 |  | SPN(ID/+1)@09.5 |  | RE | 05/24/2005 10:37:25 |  |  | 3RE 00300 P4109/L/ |  |  | L | 2_LV1 | 0 |  | SPE(ID/+1h).09;SPN(ID/+1)@09.5 | DP1R2 | CABLEREZ4971 | 5.155
301 | P4109 | RE+2/1/09 |  | SPN(ID/+1)@09.5 |  | RE | 05/24/2005 10:37:25 |  |  | 3RE 00301 P4109/L/ |  |  | L | 2_LV1 | 0 |  | SPE(ID/+1h).09;SPN(ID/+1)@09.5 | DP1R2 | CABLEREZ4972 | 5.155
302 | P4110 | RE+2/1/10 |  | SPN(ID/+1)@09.5 |  | RE | 05/24/2005 10:37:25 |  |  | 3RE 00302 P4110/L/ |  |  | L | 2_LV1 | 0 |  | SPE(ID/+1h).10;SPN(ID/+1)@09.5 | DP1R2 | CABLEREZ4973 | 5.149
303 | P4110 | RE+2/1/10 |  | SPN(ID/+1)@09.5 |  | RE | 05/24/2005 10:37:25 |  |  | 3RE 00303 P4110/L/ |  |  | L | 2_LV1 | 0 |  | SPE(ID/+1h).10;SPN(ID/+1)@09.5 | DP1R2 | CABLEREZ4974 | 5.149
304 | P4111 | RE+2/1/11 |  | SPN(ID/+1)@09.5 |  | RE | 05/24/2005 10:37:25 |  |  | 3RE 00304 P4111/L/ |  |  | L | 2_LV1 | 0 |  | SPE(ID/+1h).11;SPN(ID/+1)@10.5;SPN(ID/+1)@09.5 | DP1R2 | CABLEREZ4975 | 7.744
305 | P4111 | RE+2/1/11 |  | SPN(ID/+1)@09.5 |  | RE | 05/24/2005 10:37:25 |  |  | 3RE 00305 P4111/L/ |  |  | L | 2_LV1 | 0 |  | SPE(ID/+1h).11;SPN(ID/+1)@10.5;SPN(ID/+1)@09.5 | DP1R2 | CABLEREZ4976 | 7.744
306 | P4112 | RE+2/1/12 |  | SPN(ID/+1)@09.5 |  | RE | 05/24/2005 10:37:26 |  |  | 3RE 00306 P4112/L/ |  |  | L | 2_LV1 | 0 |  | SPE(ID/+1h).12;SPN(ID/+1)@11.5;SPN(ID/+1)@10.5;SPN(ID/+1)@09.5 | DP1R2 | CABLEREZ4977 | 10.327
307 | P4112 | RE+2/1/12 |  | SPN(ID/+1)@09.5 |  | RE | 05/24/2005 10:37:26 |  |  | 3RE 00307 P4112/L/ |  |  | L | 2_LV1 | 0 |  | SPE(ID/+1h).12;SPN(ID/+1)@11.5;SPN(ID/+1)@10.5;SPN(ID/+1)@09.5 | DP1R2 | CABLEREZ4978 | 10.327
308 | P4113 | RE+2/1/13 |  | SPN(ID/+1)@09.5 |  | RE | 05/24/2005 10:37:26 |  |  | 3RE 00308 P4113/L/ |  |  | L | 2_LV1 | 0 |  | SPE(ID/+1h).13;SPN(ID/+1)@12.5;SPN(ID/+1)@11.5;SPN(ID/+1)@10.5;SPN(ID/+1)@09.5 | DP1R2 | CABLEREZ4979 | 12.922
309 | P4113 | RE+2/1/13 |  | SPN(ID/+1)@09.5 |  | RE | 05/24/2005 10:37:26 |  |  | 3RE 00309 P4113/L/ |  |  | L | 2_LV1 | 0 |  | SPE(ID/+1h).13;SPN(ID/+1)@12.5;SPN(ID/+1)@11.5;SPN(ID/+1)@10.5;SPN(ID/+1)@09.5 | DP1R2 | CABLEREZ4980 | 12.922
310 | P4114 | RE+2/1/14 |  | SPN(ID/+1)@00.5 |  | RE | 05/24/2005 10:37:26 |  |  | 3RE 00310 P4114/L/ |  |  | L | 2_LV1 | 0 |  | SPE(ID/+1h).14;SPN(ID/+1)@14.5;SPN(ID/+1)@15.5;SPN(ID/+1)@16.5;SPN(ID/+1)@17.5;SPN(ID/+1)@00.5 | DP1R2 | CABLEREZ4981 | 15.505
311 | P4114 | RE+2/1/14 |  | SPN(ID/+1)@00.5 |  | RE | 05/24/2005 10:37:26 |  |  | 3RE 00311 P4114/L/ |  |  | L | 2_LV1 | 0 |  | SPE(ID/+1h).14;SPN(ID/+1)@14.5;SPN(ID/+1)@15.5;SPN(ID/+1)@16.5;SPN(ID/+1)@17.5;SPN(ID/+1)@00.5 | DP1R2 | CABLEREZ4982 | 15.505
312 | P4115 | RE+2/1/15 |  | SPN(ID/+1)@00.5 |  | RE | 05/24/2005 10:37:26 |  |  | 3RE 00312 P4115/L/ |  |  | L | 2_LV1 | 0 |  | SPE(ID/+1h).15;SPN(ID/+1)@15.5;SPN(ID/+1)@16.5;SPN(ID/+1)@17.5;SPN(ID/+1)@00.5 | DP1R2 | CABLEREZ4983 | 12.922
313 | P4115 | RE+2/1/15 |  | SPN(ID/+1)@00.5 |  | RE | 05/24/2005 10:37:26 |  |  | 3RE 00313 P4115/L/ |  |  | L | 2_LV1 | 0 |  | SPE(ID/+1h).15;SPN(ID/+1)@15.5;SPN(ID/+1)@16.5;SPN(ID/+1)@17.5;SPN(ID/+1)@00.5 | DP1R2 | CABLEREZ4984 | 12.922
314 | P4116 | RE+2/1/16 |  | SPN(ID/+1)@00.5 |  | RE | 05/24/2005 10:37:26 |  |  | 3RE 00314 P4116/L/ |  |  | L | 2_LV1 | 0 |  | SPE(ID/+1h).16;SPN(ID/+1)@16.5;SPN(ID/+1)@17.5;SPN(ID/+1)@00.5 | DP1R2 | CABLEREZ4985 | 10.327
315 | P4116 | RE+2/1/16 |  | SPN(ID/+1)@00.5 |  | RE | 05/24/2005 10:37:26 |  |  | 3RE 00315 P4116/L/ |  |  | L | 2_LV1 | 0 |  | SPE(ID/+1h).16;SPN(ID/+1)@16.5;SPN(ID/+1)@17.5;SPN(ID/+1)@00.5 | DP1R2 | CABLEREZ4986 | 10.327
316 | P4117 | RE+2/1/17 |  | SPN(ID/+1)@00.5 |  | RE | 05/24/2005 10:37:26 |  |  | 3RE 00316 P4117/L/ |  |  | L | 2_LV1 | 0 |  | SPE(ID/+1h).17;SPN(ID/+1)@17.5;SPN(ID/+1)@00.5 | DP1R2 | CABLEREZ4987 | 7.744
317 | P4117 | RE+2/1/17 |  | SPN(ID/+1)@00.5 |  | RE | 05/24/2005 10:37:26 |  |  | 3RE 00317 P4117/L/ |  |  | L | 2_LV1 | 0 |  | SPE(ID/+1h).17;SPN(ID/+1)@17.5;SPN(ID/+1)@00.5 | DP1R2 | CABLEREZ4988 | 7.744
318 | P4118 | RE+2/1/18 |  | SPN(ID/+1)@00.5 |  | RE | 05/24/2005 10:37:26 |  |  | 3RE 00318 P4118/L/ |  |  | L | 2_LV1 | 0 |  | SPE(ID/+1h).18;SPN(ID/+1)@00.5 | DP1R2 | CABLEREZ4989 | 5.149
319 | P4118 | RE+2/1/18 |  | SPN(ID/+1)@00.5 |  | RE | 05/24/2005 10:37:26 |  |  | 3RE 00319 P4118/L/ |  |  | L | 2_LV1 | 0 |  | SPE(ID/+1h).18;SPN(ID/+1)@00.5 | DP1R2 | CABLEREZ4990 | 5.149
97 | P4201 | RE+2/2/01 |  | SPN(ID/+1)@00.5 |  | RE | 05/24/2005 10:37:25 |  |  | 3RE 00097 P4201/L/ |  |  | L | 2_LV1 | 0 |  | SPE(ID/+1h).01;SPN(ID/+1)@00.5 | DP1R2 | CABLEREZ2521 | 3.443
98 | P4202 | RE+2/2/02 |  | SPN(ID/+1)@00.5 |  | RE | 05/24/2005 10:37:25 |  |  | 3RE 00098 P4202/L/ |  |  | L | 2_LV1 | 0 |  | SPE(ID/+1h).01;SPN(ID/+1)@00.5 | DP1R2 | CABLEREZ2522 | 3.674
99 | P4203 | RE+2/2/03 |  | SPN(ID/+1)@00.5 |  | RE | 05/24/2005 10:37:25 |  |  | 3RE 00099 P4203/L/ |  |  | L | 2_LV1 | 0 |  | SPE(ID/+1h).02;SPN(ID/+1)@01.5;SPN(ID/+1)@00.5 | DP1R2 | CABLEREZ2523 | 6.032
100 | P4204 | RE+2/2/04 |  | SPN(ID/+1)@00.5 |  | RE | 05/24/2005 10:37:25 |  |  | 3RE 00100 P4204/L/ |  |  | L | 2_LV1 | 0 |  | SPE(ID/+1h).02;SPN(ID/+1)@01.5;SPN(ID/+1)@00.5 | DP1R2 | CABLEREZ2524 | 6.263
101 | P4205 | RE+2/2/05 |  | SPN(ID/+1)@00.5 |  | RE | 05/24/2005 10:37:25 |  |  | 3RE 00101 P4205/L/ |  |  | L | 2_LV1 | 0 |  | SPE(ID/+1h).03;SPN(ID/+1)@02.5;SPN(ID/+1)@01.5;SPN(ID/+1)@00.5 | DP1R2 | CABLEREZ2525 | 8.621
357 | P4206 | RE+2/2/06 |  | SPN(ID/+1)@00.5 |  | RE | 05/24/2005 10:37:38 |  |  | 3RE 00357 P4206/L/ |  |  | L | 2_LV1 | 0 |  | SPE(ID/+1h).03;SPN(ID/+1)@02.5;SPN(ID/+1)@01.5;SPN(ID/+1)@00.5 | DP1R2 | CABLEREZ2526 | 8.852
80 | P4207 | RE+2/2/07 |  | SPN(ID/+1)@00.5 |  | RE | 05/24/2005 10:37:25 |  |  | 3RE 00080 P4207/L/ |  |  | L | 2_LV1 | 0 |  | SPE(ID/+1h).04;SPN(ID/+1)@03.5;SPN(ID/+1)@02.5;SPN(ID/+1)@01.5;SPN(ID/+1)@00.5 | DP1R2 | CABLEREZ2527 | 11.21
102 | P4208 | RE+2/2/08 |  | SPN(ID/+1)@00.5 |  | RE | 05/24/2005 10:37:25 |  |  | 3RE 00102 P4208/L/ |  |  | L | 2_LV1 | 0 |  | SPE(ID/+1h).04;SPN(ID/+1)@03.5;SPN(ID/+1)@02.5;SPN(ID/+1)@01.5;SPN(ID/+1)@00.5 | DP1R2 | CABLEREZ2528 | 11.441
142 | P4209 | RE+2/2/09 |  | SPN(ID/+1)@09.5 |  | RE | 05/24/2005 10:37:25 |  |  | 3RE 00142 P4209/L/ |  |  | L | 2_LV1 | 0 |  | SPE(ID/+1h).05;SPN(ID/+1)@05.5;SPN(ID/+1)@06.5;SPN(ID/+1)@07.5;SPN(ID/+1)@08.5;SPN(ID/+1)@09.5 | DP1R2 | CABLEREZ2529 | 13.799
81 | P4210 | RE+2/2/10 |  | SPN(ID/+1)@09.5 |  | RE | 05/24/2005 10:37:25 |  |  | 3RE 00081 P4210/L/ |  |  | L | 2_LV1 | 0 |  | SPE(ID/+1h).05;SPN(ID/+1)@05.5;SPN(ID/+1)@06.5;SPN(ID/+1)@07.5;SPN(ID/+1)@08.5;SPN(ID/+1)@09.5 | DP1R2 | CABLEREZ2530 | 14.03
103 | P4211 | RE+2/2/11 |  | SPN(ID/+1)@09.5 |  | RE | 05/24/2005 10:37:25 |  |  | 3RE 00103 P4211/L/ |  |  | L | 2_LV1 | 0 |  | SPE(ID/+1h).06;SPN(ID/+1)@06.5;SPN(ID/+1)@07.5;SPN(ID/+1)@08.5;SPN(ID/+1)@09.5 | DP1R2 | CABLEREZ2531 | 11.21
358 | P4212 | RE+2/2/12 |  | SPN(ID/+1)@09.5 |  | RE | 05/24/2005 10:37:38 |  |  | 3RE 00358 P4212/L/ |  |  | L | 2_LV1 | 0 |  | SPE(ID/+1h).06;SPN(ID/+1)@06.5;SPN(ID/+1)@07.5;SPN(ID/+1)@08.5;SPN(ID/+1)@09.5 | DP1R2 | CABLEREZ2532 | 11.441
104 | P4213 | RE+2/2/13 |  | SPN(ID/+1)@09.5 |  | RE | 05/24/2005 10:37:25 |  |  | 3RE 00104 P4213/L/ |  |  | L | 2_LV1 | 0 |  | SPE(ID/+1h).07;SPN(ID/+1)@07.5;SPN(ID/+1)@08.5;SPN(ID/+1)@09.5 | DP1R2 | CABLEREZ2533 | 8.621
82 | P4214 | RE+2/2/14 |  | SPN(ID/+1)@09.5 |  | RE | 05/24/2005 10:37:25 |  |  | 3RE 00082 P4214/L/ |  |  | L | 2_LV1 | 0 |  | SPE(ID/+1h).07;SPN(ID/+1)@07.5;SPN(ID/+1)@08.5;SPN(ID/+1)@09.5 | DP1R2 | CABLEREZ2534 | 8.852
353 | P4215 | RE+2/2/15 |  | SPN(ID/+1)@09.5 |  | RE | 05/24/2005 10:37:37 |  |  | 3RE 00353 P4215/L/ |  |  | L | 2_LV1 | 0 |  | SPE(ID/+1h).08;SPN(ID/+1)@08.5;SPN(ID/+1)@09.5 | DP1R2 | CABLEREZ2535 | 6.032
105 | P4216 | RE+2/2/16 |  | SPN(ID/+1)@09.5 |  | RE | 05/24/2005 10:37:25 |  |  | 3RE 00105 P4216/L/ |  |  | L | 2_LV1 | 0 |  | SPE(ID/+1h).08;SPN(ID/+1)@08.5;SPN(ID/+1)@09.5 | DP1R2 | CABLEREZ2536 | 6.263
355 | P4217 | RE+2/2/17 |  | SPN(ID/+1)@09.5 |  | RE | 05/24/2005 10:37:37 |  |  | 3RE 00355 P4217/L/ |  |  | L | 2_LV1 | 0 |  | SPE(ID/+1h).09;SPN(ID/+1)@09.5 | DP1R2 | CABLEREZ2537 | 3.443
106 | P4218 | RE+2/2/18 |  | SPN(ID/+1)@09.5 |  | RE | 05/24/2005 10:37:25 |  |  | 3RE 00106 P4218/L/ |  |  | L | 2_LV1 | 0 |  | SPE(ID/+1h).09;SPN(ID/+1)@09.5 | DP1R2 | CABLEREZ2538 | 3.674
107 | P4219 | RE+2/2/19 |  | SPN(ID/+1)@09.5 |  | RE | 05/24/2005 10:37:25 |  |  | 3RE 00107 P4219/L/ |  |  | L | 2_LV1 | 0 |  | SPE(ID/+1h).10;SPN(ID/+1)@09.5 | DP1R2 | CABLEREZ2539 | 3.443
108 | P4220 | RE+2/2/20 |  | SPN(ID/+1)@09.5 |  | RE | 05/24/2005 10:37:25 |  |  | 3RE 00108 P4220/L/ |  |  | L | 2_LV1 | 0 |  | SPE(ID/+1h).10;SPN(ID/+1)@09.5 | DP1R2 | CABLEREZ2540 | 3.674
83 | P4221 | RE+2/2/21 |  | SPN(ID/+1)@09.5 |  | RE | 05/24/2005 10:37:25 |  |  | 3RE 00083 P4221/L/ |  |  | L | 2_LV1 | 0 |  | SPE(ID/+1h).11;SPN(ID/+1)@10.5;SPN(ID/+1)@09.5 | DP1R2 | CABLEREZ2541 | 6.032
109 | P4222 | RE+2/2/22 |  | SPN(ID/+1)@09.5 |  | RE | 05/24/2005 10:37:25 |  |  | 3RE 00109 P4222/L/ |  |  | L | 2_LV1 | 0 |  | SPE(ID/+1h).11;SPN(ID/+1)@10.5;SPN(ID/+1)@09.5 | DP1R2 | CABLEREZ2542 | 6.263
110 | P4223 | RE+2/2/23 |  | SPN(ID/+1)@09.5 |  | RE | 05/24/2005 10:37:25 |  |  | 3RE 00110 P4223/L/ |  |  | L | 2_LV1 | 0 |  | SPE(ID/+1h).12;SPN(ID/+1)@11.5;SPN(ID/+1)@10.5;SPN(ID/+1)@09.5 | DP1R2 | CABLEREZ2543 | 8.621
84 | P4224 | RE+2/2/24 |  | SPN(ID/+1)@09.5 |  | RE | 05/24/2005 10:37:25 |  |  | 3RE 00084 P4224/L/ |  |  | L | 2_LV1 | 0 |  | SPE(ID/+1h).12;SPN(ID/+1)@11.5;SPN(ID/+1)@10.5;SPN(ID/+1)@09.5 | DP1R2 | CABLEREZ2544 | 8.852
111 | P4225 | RE+2/2/25 |  | SPN(ID/+1)@09.5 |  | RE | 05/24/2005 10:37:25 |  |  | 3RE 00111 P4225/L/ |  |  | L | 2_LV1 | 0 |  | SPE(ID/+1h).13;SPN(ID/+1)@12.5;SPN(ID/+1)@11.5;SPN(ID/+1)@10.5;SPN(ID/+1)@09.5 | DP1R2 | CABLEREZ2545 | 11.21
354 | P4226 | RE+2/2/26 |  | SPN(ID/+1)@09.5 |  | RE | 05/24/2005 10:37:37 |  |  | 3RE 00354 P4226/L/ |  |  | L | 2_LV1 | 0 |  | SPE(ID/+1h).13;SPN(ID/+1)@12.5;SPN(ID/+1)@11.5;SPN(ID/+1)@10.5;SPN(ID/+1)@09.5 | DP1R2 | CABLEREZ2546 | 11.441
143 | P4227 | RE+2/2/27 |  | SPN(ID/+1)@00.5 |  | RE | 05/24/2005 10:37:25 |  |  | 3RE 00143 P4227/L/ |  |  | L | 2_LV1 | 0 |  | SPE(ID/+1h).14;SPN(ID/+1)@14.5;SPN(ID/+1)@15.5;SPN(ID/+1)@16.5;SPN(ID/+1)@17.5;SPN(ID/+1)@00.5 | DP1R2 | CABLEREZ2547 | 13.799
144 | P4228 | RE+2/2/28 |  | SPN(ID/+1)@00.5 |  | RE | 05/24/2005 10:37:25 |  |  | 3RE 00144 P4228/L/ |  |  | L | 2_LV1 | 0 |  | SPE(ID/+1h).14;SPN(ID/+1)@14.5;SPN(ID/+1)@15.5;SPN(ID/+1)@16.5;SPN(ID/+1)@17.5;SPN(ID/+1)@00.5 | DP1R2 | CABLEREZ2548 | 14.03
145 | P4229 | RE+2/2/29 |  | SPN(ID/+1)@00.5 |  | RE | 05/24/2005 10:37:25 |  |  | 3RE 00145 P4229/L/ |  |  | L | 2_LV1 | 0 |  | SPE(ID/+1h).15;SPN(ID/+1)@15.5;SPN(ID/+1)@16.5;SPN(ID/+1)@17.5;SPN(ID/+1)@00.5 | DP1R2 | CABLEREZ2549 | 11.21
85 | P4230 | RE+2/2/30 |  | SPN(ID/+1)@00.5 |  | RE | 05/24/2005 10:37:25 |  |  | 3RE 00085 P4230/L/ |  |  | L | 2_LV1 | 0 |  | SPE(ID/+1h).15;SPN(ID/+1)@15.5;SPN(ID/+1)@16.5;SPN(ID/+1)@17.5;SPN(ID/+1)@00.5 | DP1R2 | CABLEREZ2550 | 11.441
146 | P4231 | RE+2/2/31 |  | SPN(ID/+1)@00.5 |  | RE | 05/24/2005 10:37:25 |  |  | 3RE 00146 P4231/L/ |  |  | L | 2_LV1 | 0 |  | SPE(ID/+1h).16;SPN(ID/+1)@16.5;SPN(ID/+1)@17.5;SPN(ID/+1)@00.5 | DP1R2 | CABLEREZ2551 | 8.621
147 | P4232 | RE+2/2/32 |  | SPN(ID/+1)@00.5 |  | RE | 05/24/2005 10:37:25 |  |  | 3RE 00147 P4232/L/ |  |  | L | 2_LV1 | 0 |  | SPE(ID/+1h).16;SPN(ID/+1)@16.5;SPN(ID/+1)@17.5;SPN(ID/+1)@00.5 | DP1R2 | CABLEREZ2552 | 8.852
148 | P4233 | RE+2/2/33 |  | SPN(ID/+1)@00.5 |  | RE | 05/24/2005 10:37:25 |  |  | 3RE 00148 P4233/L/ |  |  | L | 2_LV1 | 0 |  | SPE(ID/+1h).17;SPN(ID/+1)@17.5;SPN(ID/+1)@00.5 | DP1R2 | CABLEREZ2553 | 6.032
86 | P4234 | RE+2/2/34 |  | SPN(ID/+1)@00.5 |  | RE | 05/24/2005 10:37:25 |  |  | 3RE 00086 P4234/L/ |  |  | L | 2_LV1 | 0 |  | SPE(ID/+1h).17;SPN(ID/+1)@17.5;SPN(ID/+1)@00.5 | DP1R2 | CABLEREZ2554 | 6.263
149 | P4235 | RE+2/2/35 |  | SPN(ID/+1)@00.5 |  | RE | 05/24/2005 10:37:25 |  |  | 3RE 00149 P4235/L/ |  |  | L | 2_LV1 | 0 |  | SPE(ID/+1h).18;SPN(ID/+1)@00.5 | DP1R2 | CABLEREZ2555 | 3.443
150 | P4236 | RE+2/2/36 |  | SPN(ID/+1)@00.5 |  | RE | 05/24/2005 10:37:25 |  |  | 3RE 00150 P4236/L/ |  |  | L | 2_LV1 | 0 |  | SPE(ID/+1h).18;SPN(ID/+1)@00.5 | DP1R2 | CABLEREZ2556 | 3.674
112 | P4301 | RE+2/3/01 |  | SPN(ID/+1)@00.5 |  | RE | 05/24/2005 10:37:25 |  |  | 3RE 00112 P4301/L/ |  |  | L | 2_LV1 | 0 |  | SPE(ID/+1h).01;SPN(ID/+1)@00.5 | DP1R2 | CABLEREZ533 | 2.024
113 | P4302 | RE+2/3/02 |  | SPN(ID/+1)@00.5 |  | RE | 05/24/2005 10:37:25 |  |  | 3RE 00113 P4302/L/ |  |  | L | 2_LV1 | 0 |  | SPE(ID/+1h).01;SPN(ID/+1)@00.5 | DP1R2 | CABLEREZ534 | 2.732
114 | P4303 | RE+2/3/03 |  | SPN(ID/+1)@00.5 |  | RE | 05/24/2005 10:37:25 |  |  | 3RE 00114 P4303/L/ |  |  | L | 2_LV1 | 0 |  | SPE(ID/+1h).02;SPN(ID/+1)@01.5;SPN(ID/+1)@00.5 | DP1R2 | CABLEREZ535 | 4.613
115 | P4304 | RE+2/3/04 |  | SPN(ID/+1)@00.5 |  | RE | 05/24/2005 10:37:25 |  |  | 3RE 00115 P4304/L/ |  |  | L | 2_LV1 | 0 |  | SPE(ID/+1h).02;SPN(ID/+1)@01.5;SPN(ID/+1)@00.5 | DP1R2 | CABLEREZ536 | 5.321
116 | P4305 | RE+2/3/05 |  | SPN(ID/+1)@00.5 |  | RE | 05/24/2005 10:37:25 |  |  | 3RE 00116 P4305/L/ |  |  | L | 2_LV1 | 0 |  | SPE(ID/+1h).03;SPN(ID/+1)@02.5;SPN(ID/+1)@01.5;SPN(ID/+1)@00.5 | DP1R2 | CABLEREZ537 | 7.202
117 | P4306 | RE+2/3/06 |  | SPN(ID/+1)@00.5 |  | RE | 05/24/2005 10:37:25 |  |  | 3RE 00117 P4306/L/ |  |  | L | 2_LV1 | 0 |  | SPE(ID/+1h).03;SPN(ID/+1)@02.5;SPN(ID/+1)@01.5;SPN(ID/+1)@00.5 | DP1R2 | CABLEREZ538 | 7.91
118 | P4307 | RE+2/3/07 |  | SPN(ID/+1)@00.5 |  | RE | 05/24/2005 10:37:25 |  |  | 3RE 00118 P4307/L/ |  |  | L | 2_LV1 | 0 |  | SPE(ID/+1h).04;SPN(ID/+1)@03.5;SPN(ID/+1)@02.5;SPN(ID/+1)@01.5;SPN(ID/+1)@00.5 | DP1R2 | CABLEREZ539 | 9.791
119 | P4308 | RE+2/3/08 |  | SPN(ID/+1)@00.5 |  | RE | 05/24/2005 10:37:25 |  |  | 3RE 00119 P4308/L/ |  |  | L | 2_LV1 | 0 |  | SPE(ID/+1h).04;SPN(ID/+1)@03.5;SPN(ID/+1)@02.5;SPN(ID/+1)@01.5;SPN(ID/+1)@00.5 | DP1R2 | CABLEREZ540 | 10.499
120 | P4309 | RE+2/3/09 |  | SPN(ID/+1)@09.5 |  | RE | 05/24/2005 10:37:25 |  |  | 3RE 00120 P4309/L/ |  |  | L | 2_LV1 | 0 |  | SPE(ID/+1h).05;SPN(ID/+1)@05.5;SPN(ID/+1)@06.5;SPN(ID/+1)@07.5;SPN(ID/+1)@08.5;SPN(ID/+1)@09.5 | DP1R2 | CABLEREZ541 | 12.38
121 | P4310 | RE+2/3/10 |  | SPN(ID/+1)@09.5 |  | RE | 05/24/2005 10:37:25 |  |  | 3RE 00121 P4310/L/ |  |  | L | 2_LV1 | 0 |  | SPE(ID/+1h).05;SPN(ID/+1)@05.5;SPN(ID/+1)@06.5;SPN(ID/+1)@07.5;SPN(ID/+1)@08.5;SPN(ID/+1)@09.5 | DP1R2 | CABLEREZ542 | 13.088
122 | P4311 | RE+2/3/11 |  | SPN(ID/+1)@09.5 |  | RE | 05/24/2005 10:37:25 |  |  | 3RE 00122 P4311/L/ |  |  | L | 2_LV1 | 0 |  | SPE(ID/+1h).06;SPN(ID/+1)@06.5;SPN(ID/+1)@07.5;SPN(ID/+1)@08.5;SPN(ID/+1)@09.5 | DP1R2 | CABLEREZ543 | 9.791
123 | P4312 | RE+2/3/12 |  | SPN(ID/+1)@09.5 |  | RE | 05/24/2005 10:37:25 |  |  | 3RE 00123 P4312/L/ |  |  | L | 2_LV1 | 0 |  | SPE(ID/+1h).06;SPN(ID/+1)@06.5;SPN(ID/+1)@07.5;SPN(ID/+1)@08.5;SPN(ID/+1)@09.5 | DP1R2 | CABLEREZ544 | 10.499
124 | P4313 | RE+2/3/13 |  | SPN(ID/+1)@09.5 |  | RE | 2006-10-02 17:17 |  |  | 3RE 00124 P4313/L/ |  |  | L | 2_LV1 | 0 |  | SPE(ID/-1h).01;SPN(ID/-1)@00.5;SPN(ID/-1)@17.5;SPN(ID/-1)@16.5 | DP1R2 | CABLEREZ545 | 7.202
125 | P4314 | RE+2/3/14 |  | SPN(ID/+1)@09.5 |  | RE | 05/24/2005 10:37:25 |  |  | 3RE 00125 P4314/L/ |  |  | L | 2_LV1 | 0 |  | SPE(ID/+1h).07;SPN(ID/+1)@07.5;SPN(ID/+1)@08.5;SPN(ID/+1)@09.5 | DP1R2 | CABLEREZ546 | 7.91
126 | P4315 | RE+2/3/15 |  | SPN(ID/+1)@09.5 |  | RE | 05/24/2005 10:37:25 |  |  | 3RE 00126 P4315/L/ |  |  | L | 2_LV1 | 0 |  | SPE(ID/+1h).08;SPN(ID/+1)@08.5;SPN(ID/+1)@09.5 | DP1R2 | CABLEREZ547 | 4.613
127 | P4316 | RE+2/3/16 |  | SPN(ID/+1)@09.5 |  | RE | 05/24/2005 10:37:25 |  |  | 3RE 00127 P4316/L/ |  |  | L | 2_LV1 | 0 |  | SPE(ID/+1h).08;SPN(ID/+1)@08.5;SPN(ID/+1)@09.5 | DP1R2 | CABLEREZ548 | 5.321
128 | P4317 | RE+2/3/17 |  | SPN(ID/+1)@09.5 |  | RE | 05/24/2005 10:37:25 |  |  | 3RE 00128 P4317/L/ |  |  | L | 2_LV1 | 0 |  | SPE(ID/+1h).09;SPN(ID/+1)@09.5 | DP1R2 | CABLEREZ549 | 2.024
129 | P4318 | RE+2/3/18 |  | SPN(ID/+1)@09.5 |  | RE | 05/24/2005 10:37:25 |  |  | 3RE 00129 P4318/L/ |  |  | L | 2_LV1 | 0 |  | SPE(ID/+1h).09;SPN(ID/+1)@09.5 | DP1R2 | CABLEREZ550 | 2.732
130 | P4319 | RE+2/3/19 |  | SPN(ID/+1)@09.5 |  | RE | 05/24/2005 10:37:25 |  |  | 3RE 00130 P4319/L/ |  |  | L | 2_LV1 | 0 |  | SPE(ID/+1h).10;SPN(ID/+1)@09.5 | DP1R2 | CABLEREZ551 | 2.024
43 | P4320 | RE+2/3/20 |  | SPN(ID/+1)@09.5 |  | RE | 05/24/2005 10:37:24 |  |  | 3RE 00043 P4320/L/ |  |  | L | 2_LV1 | 0 |  | SPE(ID/+1h).10;SPN(ID/+1)@09.5 | DP1R2 | CABLEREZ18 | 2.732
131 | P4321 | RE+2/3/21 |  | SPN(ID/+1)@09.5 |  | RE | 05/24/2005 10:37:25 |  |  | 3RE 00131 P4321/L/ |  |  | L | 2_LV1 | 0 |  | SPE(ID/+1h).11;SPN(ID/+1)@10.5;SPN(ID/+1)@09.5 | DP1R2 | CABLEREZ552 | 4.613
132 | P4322 | RE+2/3/22 |  | SPN(ID/+1)@09.5 |  | RE | 05/24/2005 10:37:25 |  |  | 3RE 00132 P4322/L/ |  |  | L | 2_LV1 | 0 |  | SPE(ID/+1h).11;SPN(ID/+1)@10.5;SPN(ID/+1)@09.5 | DP1R2 | CABLEREZ553 | 5.321
44 | P4323 | RE+2/3/23 |  | SPN(ID/+1)@09.5 |  | RE | 05/24/2005 10:37:24 |  |  | 3RE 00044 P4323/L/ |  |  | L | 2_LV1 | 0 |  | SPE(ID/+1h).12;SPN(ID/+1)@11.5;SPN(ID/+1)@10.5;SPN(ID/+1)@09.5 | DP1R2 | CABLEREZ19 | 7.202
133 | P4324 | RE+2/3/24 |  | SPN(ID/+1)@09.5 |  | RE | 05/24/2005 10:37:25 |  |  | 3RE 00133 P4324/L/ |  |  | L | 2_LV1 | 0 |  | SPE(ID/+1h).12;SPN(ID/+1)@11.5;SPN(ID/+1)@10.5;SPN(ID/+1)@09.5 | DP1R2 | CABLEREZ554 | 7.91
45 | P4325 | RE+2/3/25 |  | SPN(ID/+1)@09.5 |  | RE | 05/24/2005 10:37:24 |  |  | 3RE 00045 P4325/L/ |  |  | L | 2_LV1 | 0 |  | SPE(ID/+1h).13;SPN(ID/+1)@12.5;SPN(ID/+1)@11.5;SPN(ID/+1)@10.5;SPN(ID/+1)@09.5 | DP1R2 | CABLEREZ20 | 9.791
134 | P4326 | RE+2/3/26 |  | SPN(ID/+1)@09.5 |  | RE | 05/24/2005 10:37:25 |  |  | 3RE 00134 P4326/L/ |  |  | L | 2_LV1 | 0 |  | SPE(ID/+1h).13;SPN(ID/+1)@12.5;SPN(ID/+1)@11.5;SPN(ID/+1)@10.5;SPN(ID/+1)@09.5 | DP1R2 | CABLEREZ555 | 10.499
135 | P4327 | RE+2/3/27 |  | SPN(ID/+1)@00.5 |  | RE | 05/24/2005 10:37:25 |  |  | 3RE 00135 P4327/L/ |  |  | L | 2_LV1 | 0 |  | SPE(ID/+1h).14;SPN(ID/+1)@14.5;SPN(ID/+1)@15.5;SPN(ID/+1)@16.5;SPN(ID/+1)@17.5;SPN(ID/+1)@00.5 | DP1R2 | CABLEREZ556 | 12.38
136 | P4328 | RE+2/3/28 |  | SPN(ID/+1)@00.5 |  | RE | 05/24/2005 10:37:25 |  |  | 3RE 00136 P4328/L/ |  |  | L | 2_LV1 | 0 |  | SPE(ID/+1h).14;SPN(ID/+1)@14.5;SPN(ID/+1)@15.5;SPN(ID/+1)@16.5;SPN(ID/+1)@17.5;SPN(ID/+1)@00.5 | DP1R2 | CABLEREZ557 | 13.088
46 | P4329 | RE+2/3/29 |  | SPN(ID/+1)@00.5 |  | RE | 05/24/2005 10:37:24 |  |  | 3RE 00046 P4329/L/ |  |  | L | 2_LV1 | 0 |  | SPE(ID/+1h).15;SPN(ID/+1)@15.5;SPN(ID/+1)@16.5;SPN(ID/+1)@17.5;SPN(ID/+1)@00.5 | DP1R2 | CABLEREZ21 | 9.791
137 | P4330 | RE+2/3/30 |  | SPN(ID/+1)@00.5 |  | RE | 05/24/2005 10:37:25 |  |  | 3RE 00137 P4330/L/ |  |  | L | 2_LV1 | 0 |  | SPE(ID/+1h).15;SPN(ID/+1)@15.5;SPN(ID/+1)@16.5;SPN(ID/+1)@17.5;SPN(ID/+1)@00.5 | DP1R2 | CABLEREZ558 | 10.499
138 | P4331 | RE+2/3/31 |  | SPN(ID/+1)@00.5 |  | RE | 05/24/2005 10:37:25 |  |  | 3RE 00138 P4331/L/ |  |  | L | 2_LV1 | 0 |  | SPE(ID/+1h).16;SPN(ID/+1)@16.5;SPN(ID/+1)@17.5;SPN(ID/+1)@00.5 | DP1R2 | CABLEREZ559 | 7.202
139 | P4332 | RE+2/3/32 |  | SPN(ID/+1)@00.5 |  | RE | 05/24/2005 10:37:25 |  |  | 3RE 00139 P4332/L/ |  |  | L | 2_LV1 | 0 |  | SPE(ID/+1h).16;SPN(ID/+1)@16.5;SPN(ID/+1)@17.5;SPN(ID/+1)@00.5 | DP1R2 | CABLEREZ560 | 7.91
140 | P4333 | RE+2/3/33 |  | SPN(ID/+1)@00.5 |  | RE | 05/24/2005 10:37:25 |  |  | 3RE 00140 P4333/L/ |  |  | L | 2_LV1 | 0 |  | SPE(ID/+1h).17;SPN(ID/+1)@17.5;SPN(ID/+1)@00.5 | DP1R2 | CABLEREZ561 | 4.613
141 | P4334 | RE+2/3/34 |  | SPN(ID/+1)@00.5 |  | RE | 05/24/2005 10:37:25 |  |  | 3RE 00141 P4334/L/ |  |  | L | 2_LV1 | 0 |  | SPE(ID/+1h).17;SPN(ID/+1)@17.5;SPN(ID/+1)@00.5 | DP1R2 | CABLEREZ562 | 5.321
174 | P4335 | RE+2/3/35 |  | SPN(ID/+1)@00.5 |  | RE | 05/24/2005 10:37:25 |  |  | 3RE 00174 P4335/L/ |  |  | L | 2_LV1 | 0 |  | SPE(ID/+1h).18;SPN(ID/+1)@00.5 | DP1R2 | CABLEREZ563 | 2.024
175 | P4336 | RE+2/3/36 |  | SPN(ID/+1)@00.5 |  | RE | 05/24/2005 10:37:25 |  |  | 3RE 00175 P4336/L/ |  |  | L | 2_LV1 | 0 |  | SPE(ID/+1h).18;SPN(ID/+1)@00.5 | DP1R2 | CABLEREZ564 | 2.732
320 | M4101 | RE-2/1/01 |  | SPN(ID/-1)@00.5 |  | RE | 05/24/2005 10:37:26 |  |  | 3RE 00320 M4101/L/ |  |  | L | 2_LV1 | 0 |  | SPE(ID/-1h).01;SPN(ID/-1)@00.5 | DM1R2 | CABLEREZ4991 | 5.155
321 | M4101 | RE-2/1/01 |  | SPN(ID/-1)@00.5 |  | RE | 05/24/2005 10:37:26 |  |  | 3RE 00321 M4101/L/ |  |  | L | 2_LV1 | 0 |  | SPE(ID/-1h).01;SPN(ID/-1)@00.5 | DM1R2 | CABLEREZ4992 | 5.155
322 | M4102 | RE-2/1/02 |  | SPN(ID/-1)@00.5 |  | RE | 05/24/2005 10:37:26 |  |  | 3RE 00322 M4102/L/ |  |  | L | 2_LV1 | 0 |  | SPE(ID/-1h).02;SPN(ID/-1)@01.5;SPN(ID/-1)@00.5 | DM1R2 | CABLEREZ4993 | 7.738
323 | M4102 | RE-2/1/02 |  | SPN(ID/-1)@00.5 |  | RE | 05/24/2005 10:37:26 |  |  | 3RE 00323 M4102/L/ |  |  | L | 2_LV1 | 0 |  | SPE(ID/-1h).02;SPN(ID/-1)@01.5;SPN(ID/-1)@00.5 | DM1R2 | CABLEREZ4994 | 7.738
324 | M4103 | RE-2/1/03 |  | SPN(ID/-1)@00.5 |  | RE | 05/24/2005 10:37:26 |  |  | 3RE 00324 M4103/L/ |  |  | L | 2_LV1 | 0 |  | SPE(ID/-1h).03;SPN(ID/-1)@02.5;SPN(ID/-1)@01.5;SPN(ID/-1)@00.5 | DM1R2 | CABLEREZ4995 | 10.333
325 | M4103 | RE-2/1/03 |  | SPN(ID/-1)@00.5 |  | RE | 05/24/2005 10:37:26 |  |  | 3RE 00325 M4103/L/ |  |  | L | 2_LV1 | 0 |  | SPE(ID/-1h).03;SPN(ID/-1)@02.5;SPN(ID/-1)@01.5;SPN(ID/-1)@00.5 | DM1R2 | CABLEREZ4996 | 10.333
327 | M4104 | RE-2/1/04 |  | SPN(ID/-1)@00.5 |  | RE | 05/24/2005 10:37:26 |  |  | 3RE 00327 M4104/L/ |  |  | L | 2_LV1 | 0 |  | SPE(ID/-1h).04;SPN(ID/-1)@03.5;SPN(ID/-1)@02.5;SPN(ID/-1)@01.5;SPN(ID/-1)@00.5 | DM1R2 | CABLEREZ4998 | 12.916
326 | M4104 | RE-2/1/04 |  | SPN(ID/-1)@00.5 |  | RE | 05/24/2005 10:37:26 |  |  | 3RE 00326 M4104/L/ |  |  | L | 2_LV1 | 0 |  | SPE(ID/-1h).04;SPN(ID/-1)@03.5;SPN(ID/-1)@02.5;SPN(ID/-1)@01.5;SPN(ID/-1)@00.5 | DM1R2 | CABLEREZ4997 | 12.916
329 | M4105 | RE-2/1/05 |  | SPN(ID/-1)@09.5 |  | RE | 05/24/2005 10:37:26 |  |  | 3RE 00329 M4105/L/ |  |  | L | 2_LV1 | 0 |  | SPE(ID/-1h).05;SPN(ID/-1)@05.5;SPN(ID/-1)@06.5;SPN(ID/-1)@07.5;SPN(ID/-1)@08.5;SPN(ID/-1)@09.5 | DM1R2 | CABLEREZ5000 | 15.511
328 | M4105 | RE-2/1/05 |  | SPN(ID/-1)@09.5 |  | RE | 05/24/2005 10:37:26 |  |  | 3RE 00328 M4105/L/ |  |  | L | 2_LV1 | 0 |  | SPE(ID/-1h).05;SPN(ID/-1)@05.5;SPN(ID/-1)@06.5;SPN(ID/-1)@07.5;SPN(ID/-1)@08.5;SPN(ID/-1)@09.5 | DM1R2 | CABLEREZ4999 | 15.511
331 | M4106 | RE-2/1/06 |  | SPN(ID/-1)@09.5 |  | RE | 05/24/2005 10:37:26 |  |  | 3RE 00331 M4106/L/ |  |  | L | 2_LV1 | 0 |  | SPE(ID/-1h).06;SPN(ID/-1)@06.5;SPN(ID/-1)@07.5;SPN(ID/-1)@08.5;SPN(ID/-1)@09.5 | DM1R2 | CABLEREZ5002 | 12.916
330 | M4106 | RE-2/1/06 |  | SPN(ID/-1)@09.5 |  | RE | 05/24/2005 10:37:26 |  |  | 3RE 00330 M4106/L/ |  |  | L | 2_LV1 | 0 |  | SPE(ID/-1h).06;SPN(ID/-1)@06.5;SPN(ID/-1)@07.5;SPN(ID/-1)@08.5;SPN(ID/-1)@09.5 | DM1R2 | CABLEREZ5001 | 12.916
333 | M4107 | RE-2/1/07 |  | SPN(ID/-1)@09.5 |  | RE | 05/24/2005 10:37:26 |  |  | 3RE 00333 M4107/L/ |  |  | L | 2_LV1 | 0 |  | SPE(ID/-1h).07;SPN(ID/-1)@07.5;SPN(ID/-1)@08.5;SPN(ID/-1)@09.5 | DM1R2 | CABLEREZ5004 | 10.333
332 | M4107 | RE-2/1/07 |  | SPN(ID/-1)@09.5 |  | RE | 05/24/2005 10:37:26 |  |  | 3RE 00332 M4107/L/ |  |  | L | 2_LV1 | 0 |  | SPE(ID/-1h).07;SPN(ID/-1)@07.5;SPN(ID/-1)@08.5;SPN(ID/-1)@09.5 | DM1R2 | CABLEREZ5003 | 10.333
334 | M4108 | RE-2/1/08 |  | SPN(ID/-1)@09.5 |  | RE | 05/24/2005 10:37:26 |  |  | 3RE 00334 M4108/L/ |  |  | L | 2_LV1 | 0 |  | SPE(ID/-1h).08;SPN(ID/-1)@08.5;SPN(ID/-1)@09.5 | DM1R2 | CABLEREZ5005 | 7.738
335 | M4108 | RE-2/1/08 |  | SPN(ID/-1)@09.5 |  | RE | 05/24/2005 10:37:26 |  |  | 3RE 00335 M4108/L/ |  |  | L | 2_LV1 | 0 |  | SPE(ID/-1h).08;SPN(ID/-1)@08.5;SPN(ID/-1)@09.5 | DM1R2 | CABLEREZ5006 | 7.738
337 | M4109 | RE-2/1/09 |  | SPN(ID/-1)@09.5 |  | RE | 05/24/2005 10:37:26 |  |  | 3RE 00337 M4109/L/ |  |  | L | 2_LV1 | 0 |  | SPE(ID/-1h).09;SPN(ID/-1)@09.5 | DM1R2 | CABLEREZ5008 | 5.155
336 | M4109 | RE-2/1/09 |  | SPN(ID/-1)@09.5 |  | RE | 05/24/2005 10:37:26 |  |  | 3RE 00336 M4109/L/ |  |  | L | 2_LV1 | 0 |  | SPE(ID/-1h).09;SPN(ID/-1)@09.5 | DM1R2 | CABLEREZ5007 | 5.155
339 | M4110 | RE-2/1/10 |  | SPN(ID/-1)@09.5 |  | RE | 05/24/2005 10:37:26 |  |  | 3RE 00339 M4110/L/ |  |  | L | 2_LV1 | 0 |  | SPE(ID/-1h).10;SPN(ID/-1)@09.5 | DM1R2 | CABLEREZ5010 | 5.149
338 | M4110 | RE-2/1/10 |  | SPN(ID/-1)@09.5 |  | RE | 05/24/2005 10:37:26 |  |  | 3RE 00338 M4110/L/ |  |  | L | 2_LV1 | 0 |  | SPE(ID/-1h).10;SPN(ID/-1)@09.5 | DM1R2 | CABLEREZ5009 | 5.149
280 | M4111 | RE-2/1/11 |  | SPN(ID/-1)@09.5 |  | RE | 05/24/2005 10:37:25 |  |  | 3RE 00280 M4111/L/ |  |  | L | 2_LV1 | 0 |  | SPE(ID/-1h).11;SPN(ID/-1)@10.5;SPN(ID/-1)@09.5 | DM1R2 | CABLEREZ4253 | 7.744
281 | M4111 | RE-2/1/11 |  | SPN(ID/-1)@09.5 |  | RE | 05/24/2005 10:37:25 |  |  | 3RE 00281 M4111/L/ |  |  | L | 2_LV1 | 0 |  | SPE(ID/-1h).11;SPN(ID/-1)@10.5;SPN(ID/-1)@09.5 | DM1R2 | CABLEREZ4254 | 7.744
340 | M4112 | RE-2/1/12 |  | SPN(ID/-1)@09.5 |  | RE | 05/24/2005 10:37:26 |  |  | 3RE 00340 M4112/L/ |  |  | L | 2_LV1 | 0 |  | SPE(ID/-1h).12;SPN(ID/-1)@11.5;SPN(ID/-1)@10.5;SPN(ID/-1)@09.5 | DM1R2 | CABLEREZ5011 | 10.327
341 | M4112 | RE-2/1/12 |  | SPN(ID/-1)@09.5 |  | RE | 05/24/2005 10:37:26 |  |  | 3RE 00341 M4112/L/ |  |  | L | 2_LV1 | 0 |  | SPE(ID/-1h).12;SPN(ID/-1)@11.5;SPN(ID/-1)@10.5;SPN(ID/-1)@09.5 | DM1R2 | CABLEREZ5012 | 10.327
342 | M4113 | RE-2/1/13 |  | SPN(ID/-1)@09.5 |  | RE | 05/24/2005 10:37:26 |  |  | 3RE 00342 M4113/L/ |  |  | L | 2_LV1 | 0 |  | SPE(ID/-1h).13;SPN(ID/-1)@12.5;SPN(ID/-1)@11.5;SPN(ID/-1)@10.5;SPN(ID/-1)@09.5 | DM1R2 | CABLEREZ5013 | 12.922
343 | M4113 | RE-2/1/13 |  | SPN(ID/-1)@09.5 |  | RE | 05/24/2005 10:37:26 |  |  | 3RE 00343 M4113/L/ |  |  | L | 2_LV1 | 0 |  | SPE(ID/-1h).13;SPN(ID/-1)@12.5;SPN(ID/-1)@11.5;SPN(ID/-1)@10.5;SPN(ID/-1)@09.5 | DM1R2 | CABLEREZ5014 | 12.922
345 | M4114 | RE-2/1/14 |  | SPN(ID/-1)@00.5 |  | RE | 05/24/2005 10:37:26 |  |  | 3RE 00345 M4114/L/ |  |  | L | 2_LV1 | 0 |  | SPE(ID/-1h).14;SPN(ID/-1)@14.5;SPN(ID/-1)@15.5;SPN(ID/-1)@16.5;SPN(ID/-1)@17.5;SPN(ID/-1)@00.5 | DM1R2 | CABLEREZ5016 | 15.505
344 | M4114 | RE-2/1/14 |  | SPN(ID/-1)@00.5 |  | RE | 05/24/2005 10:37:26 |  |  | 3RE 00344 M4114/L/ |  |  | L | 2_LV1 | 0 |  | SPE(ID/-1h).14;SPN(ID/-1)@14.5;SPN(ID/-1)@15.5;SPN(ID/-1)@16.5;SPN(ID/-1)@17.5;SPN(ID/-1)@00.5 | DM1R2 | CABLEREZ5015 | 15.505
282 | M4115 | RE-2/1/15 |  | SPN(ID/-1)@00.5 |  | RE | 05/24/2005 10:37:25 |  |  | 3RE 00282 M4115/L/ |  |  | L | 2_LV1 | 0 |  | SPE(ID/-1h).15;SPN(ID/-1)@15.5;SPN(ID/-1)@16.5;SPN(ID/-1)@17.5;SPN(ID/-1)@00.5 | DM1R2 | CABLEREZ4255 | 12.922
283 | M4115 | RE-2/1/15 |  | SPN(ID/-1)@00.5 |  | RE | 05/24/2005 10:37:25 |  |  | 3RE 00283 M4115/L/ |  |  | L | 2_LV1 | 0 |  | SPE(ID/-1h).15;SPN(ID/-1)@15.5;SPN(ID/-1)@16.5;SPN(ID/-1)@17.5;SPN(ID/-1)@00.5 | DM1R2 | CABLEREZ4256 | 12.922
346 | M4116 | RE-2/1/16 |  | SPN(ID/-1)@00.5 |  | RE | 05/24/2005 10:37:26 |  |  | 3RE 00346 M4116/L/ |  |  | L | 2_LV1 | 0 |  | SPE(ID/-1h).16;SPN(ID/-1)@16.5;SPN(ID/-1)@17.5;SPN(ID/-1)@00.5 | DM1R2 | CABLEREZ5017 | 10.327
347 | M4116 | RE-2/1/16 |  | SPN(ID/-1)@00.5 |  | RE | 05/24/2005 10:37:26 |  |  | 3RE 00347 M4116/L/ |  |  | L | 2_LV1 | 0 |  | SPE(ID/-1h).16;SPN(ID/-1)@16.5;SPN(ID/-1)@17.5;SPN(ID/-1)@00.5 | DM1R2 | CABLEREZ5018 | 10.327
349 | M4117 | RE-2/1/17 |  | SPN(ID/-1)@00.5 |  | RE | 05/24/2005 10:37:26 |  |  | 3RE 00349 M4117/L/ |  |  | L | 2_LV1 | 0 |  | SPE(ID/-1h).17;SPN(ID/-1)@17.5;SPN(ID/-1)@00.5 | DM1R2 | CABLEREZ5020 | 7.744
348 | M4117 | RE-2/1/17 |  | SPN(ID/-1)@00.5 |  | RE | 05/24/2005 10:37:26 |  |  | 3RE 00348 M4117/L/ |  |  | L | 2_LV1 | 0 |  | SPE(ID/-1h).17;SPN(ID/-1)@17.5;SPN(ID/-1)@00.5 | DM1R2 | CABLEREZ5019 | 7.744
351 | M4118 | RE-2/1/18 |  | SPN(ID/-1)@00.5 |  | RE | 05/24/2005 10:37:26 |  |  | 3RE 00351 M4118/L/ |  |  | L | 2_LV1 | 0 |  | SPE(ID/-1h).18;SPN(ID/-1)@00.5 | DM1R2 | CABLEREZ5022 | 5.149
350 | M4118 | RE-2/1/18 |  | SPN(ID/-1)@00.5 |  | RE | 05/24/2005 10:37:26 |  |  | 3RE 00350 M4118/L/ |  |  | L | 2_LV1 | 0 |  | SPE(ID/-1h).18;SPN(ID/-1)@00.5 | DM1R2 | CABLEREZ5021 | 5.149
151 | M4201 | RE-2/2/01 |  | SPN(ID/-1)@00.5 |  | RE | 05/24/2005 10:37:25 |  |  | 3RE 00151 M4201/L/ |  |  | L | 2_LV1 | 0 |  | SPE(ID/-1h).01;SPN(ID/-1)@00.5 | DM1R2 | CABLEREZ2557 | 3.443
152 | M4202 | RE-2/2/02 |  | SPN(ID/-1)@00.5 |  | RE | 05/24/2005 10:37:25 |  |  | 3RE 00152 M4202/L/ |  |  | L | 2_LV1 | 0 |  | SPE(ID/-1h).01;SPN(ID/-1)@00.5 | DM1R2 | CABLEREZ2558 | 3.674
87 | M4203 | RE-2/2/03 |  | SPN(ID/-1)@00.5 |  | RE | 05/24/2005 10:37:25 |  |  | 3RE 00087 M4203/L/ |  |  | L | 2_LV1 | 0 |  | SPE(ID/-1h).02;SPN(ID/-1)@01.5;SPN(ID/-1)@00.5 | DM1R2 | CABLEREZ2559 | 6.032
153 | M4204 | RE-2/2/04 |  | SPN(ID/-1)@00.5 |  | RE | 05/24/2005 10:37:25 |  |  | 3RE 00153 M4204/L/ |  |  | L | 2_LV1 | 0 |  | SPE(ID/-1h).02;SPN(ID/-1)@01.5;SPN(ID/-1)@00.5 | DM1R2 | CABLEREZ2560 | 6.263
154 | M4205 | RE-2/2/05 |  | SPN(ID/-1)@00.5 |  | RE | 05/24/2005 10:37:25 |  |  | 3RE 00154 M4205/L/ |  |  | L | 2_LV1 | 0 |  | SPE(ID/-1h).03;SPN(ID/-1)@02.5;SPN(ID/-1)@01.5;SPN(ID/-1)@00.5 | DM1R2 | CABLEREZ2561 | 8.621
88 | M4206 | RE-2/2/06 |  | SPN(ID/-1)@00.5 |  | RE | 05/24/2005 10:37:25 |  |  | 3RE 00088 M4206/L/ |  |  | L | 2_LV1 | 0 |  | SPE(ID/-1h).03;SPN(ID/-1)@02.5;SPN(ID/-1)@01.5;SPN(ID/-1)@00.5 | DM1R2 | CABLEREZ2562 | 8.852
155 | M4207 | RE-2/2/07 |  | SPN(ID/-1)@00.5 |  | RE | 05/24/2005 10:37:25 |  |  | 3RE 00155 M4207/L/ |  |  | L | 2_LV1 | 0 |  | SPE(ID/-1h).04;SPN(ID/-1)@03.5;SPN(ID/-1)@02.5;SPN(ID/-1)@01.5;SPN(ID/-1)@00.5 | DM1R2 | CABLEREZ2563 | 11.21
156 | M4208 | RE-2/2/08 |  | SPN(ID/-1)@00.5 |  | RE | 05/24/2005 10:37:25 |  |  | 3RE 00156 M4208/L/ |  |  | L | 2_LV1 | 0 |  | SPE(ID/-1h).04;SPN(ID/-1)@03.5;SPN(ID/-1)@02.5;SPN(ID/-1)@01.5;SPN(ID/-1)@00.5 | DM1R2 | CABLEREZ2564 | 11.441
89 | M4209 | RE-2/2/09 |  | SPN(ID/-1)@09.5 |  | RE | 05/24/2005 10:37:25 |  |  | 3RE 00089 M4209/L/ |  |  | L | 2_LV1 | 0 |  | SPE(ID/-1h).05;SPN(ID/-1)@05.5;SPN(ID/-1)@06.5;SPN(ID/-1)@07.5;SPN(ID/-1)@08.5;SPN(ID/-1)@09.5 | DM1R2 | CABLEREZ2565 | 13.799
157 | M4210 | RE-2/2/10 |  | SPN(ID/-1)@09.5 |  | RE | 05/24/2005 10:37:25 |  |  | 3RE 00157 M4210/L/ |  |  | L | 2_LV1 | 0 |  | SPE(ID/-1h).05;SPN(ID/-1)@05.5;SPN(ID/-1)@06.5;SPN(ID/-1)@07.5;SPN(ID/-1)@08.5;SPN(ID/-1)@09.5 | DM1R2 | CABLEREZ2566 | 14.03
90 | M4211 | RE-2/2/11 |  | SPN(ID/-1)@09.5 |  | RE | 05/24/2005 10:37:25 |  |  | 3RE 00090 M4211/L/ |  |  | L | 2_LV1 | 0 |  | SPE(ID/-1h).06;SPN(ID/-1)@06.5;SPN(ID/-1)@07.5;SPN(ID/-1)@08.5;SPN(ID/-1)@09.5 | DM1R2 | CABLEREZ2567 | 11.21
158 | M4212 | RE-2/2/12 |  | SPN(ID/-1)@09.5 |  | RE | 05/24/2005 10:37:25 |  |  | 3RE 00158 M4212/L/ |  |  | L | 2_LV1 | 0 |  | SPE(ID/-1h).06;SPN(ID/-1)@06.5;SPN(ID/-1)@07.5;SPN(ID/-1)@08.5;SPN(ID/-1)@09.5 | DM1R2 | CABLEREZ2568 | 11.441
159 | M4213 | RE-2/2/13 |  | SPN(ID/-1)@09.5 |  | RE | 05/24/2005 10:37:25 |  |  | 3RE 00159 M4213/L/ |  |  | L | 2_LV1 | 0 |  | SPE(ID/-1h).07;SPN(ID/-1)@07.5;SPN(ID/-1)@08.5;SPN(ID/-1)@09.5 | DM1R2 | CABLEREZ2569 | 8.621
160 | M4214 | RE-2/2/14 |  | SPN(ID/-1)@09.5 |  | RE | 05/24/2005 10:37:25 |  |  | 3RE 00160 M4214/L/ |  |  | L | 2_LV1 | 0 |  | SPE(ID/-1h).07;SPN(ID/-1)@07.5;SPN(ID/-1)@08.5;SPN(ID/-1)@09.5 | DM1R2 | CABLEREZ2570 | 8.852
91 | M4215 | RE-2/2/15 |  | SPN(ID/-1)@09.5 |  | RE | 05/24/2005 10:37:25 |  |  | 3RE 00091 M4215/L/ |  |  | L | 2_LV1 | 0 |  | SPE(ID/-1h).08;SPN(ID/-1)@08.5;SPN(ID/-1)@09.5 | DM1R2 | CABLEREZ2571 | 6.032
161 | M4216 | RE-2/2/16 |  | SPN(ID/-1)@09.5 |  | RE | 05/24/2005 10:37:25 |  |  | 3RE 00161 M4216/L/ |  |  | L | 2_LV1 | 0 |  | SPE(ID/-1h).08;SPN(ID/-1)@08.5;SPN(ID/-1)@09.5 | DM1R2 | CABLEREZ2572 | 6.263
162 | M4217 | RE-2/2/17 |  | SPN(ID/-1)@09.5 |  | RE | 05/24/2005 10:37:25 |  |  | 3RE 00162 M4217/L/ |  |  | L | 2_LV1 | 0 |  | SPE(ID/-1h).09;SPN(ID/-1)@09.5 | DM1R2 | CABLEREZ2573 | 3.443
163 | M4218 | RE-2/2/18 |  | SPN(ID/-1)@09.5 |  | RE | 05/24/2005 10:37:25 |  |  | 3RE 00163 M4218/L/ |  |  | L | 2_LV1 | 0 |  | SPE(ID/-1h).09;SPN(ID/-1)@09.5 | DM1R2 | CABLEREZ2574 | 3.674
92 | M4219 | RE-2/2/19 |  | SPN(ID/-1)@09.5 |  | RE | 05/24/2005 10:37:25 |  |  | 3RE 00092 M4219/L/ |  |  | L | 2_LV1 | 0 |  | SPE(ID/-1h).10;SPN(ID/-1)@09.5 | DM1R2 | CABLEREZ2575 | 3.443
164 | M4220 | RE-2/2/20 |  | SPN(ID/-1)@09.5 |  | RE | 05/24/2005 10:37:25 |  |  | 3RE 00164 M4220/L/ |  |  | L | 2_LV1 | 0 |  | SPE(ID/-1h).10;SPN(ID/-1)@09.5 | DM1R2 | CABLEREZ2576 | 3.674
165 | M4221 | RE-2/2/21 |  | SPN(ID/-1)@09.5 |  | RE | 05/24/2005 10:37:25 |  |  | 3RE 00165 M4221/L/ |  |  | L | 2_LV1 | 0 |  | SPE(ID/-1h).11;SPN(ID/-1)@10.5;SPN(ID/-1)@09.5 | DM1R2 | CABLEREZ2577 | 6.032
166 | M4222 | RE-2/2/22 |  | SPN(ID/-1)@09.5 |  | RE | 05/24/2005 10:37:25 |  |  | 3RE 00166 M4222/L/ |  |  | L | 2_LV1 | 0 |  | SPE(ID/-1h).11;SPN(ID/-1)@10.5;SPN(ID/-1)@09.5 | DM1R2 | CABLEREZ2578 | 6.263
93 | M4223 | RE-2/2/23 |  | SPN(ID/-1)@09.5 |  | RE | 05/24/2005 10:37:25 |  |  | 3RE 00093 M4223/L/ |  |  | L | 2_LV1 | 0 |  | SPE(ID/-1h).12;SPN(ID/-1)@11.5;SPN(ID/-1)@10.5;SPN(ID/-1)@09.5 | DM1R2 | CABLEREZ2579 | 8.621
167 | M4224 | RE-2/2/24 |  | SPN(ID/-1)@09.5 |  | RE | 05/24/2005 10:37:25 |  |  | 3RE 00167 M4224/L/ |  |  | L | 2_LV1 | 0 |  | SPE(ID/-1h).12;SPN(ID/-1)@11.5;SPN(ID/-1)@10.5;SPN(ID/-1)@09.5 | DM1R2 | CABLEREZ2580 | 8.852
168 | M4225 | RE-2/2/25 |  | SPN(ID/-1)@09.5 |  | RE | 05/24/2005 10:37:25 |  |  | 3RE 00168 M4225/L/ |  |  | L | 2_LV1 | 0 |  | SPE(ID/-1h).13;SPN(ID/-1)@12.5;SPN(ID/-1)@11.5;SPN(ID/-1)@10.5;SPN(ID/-1)@09.5 | DM1R2 | CABLEREZ2581 | 11.21
359 | M4226 | RE-2/2/26 |  | SPN(ID/-1)@09.5 |  | RE | 05/24/2005 10:37:38 |  |  | 3RE 00359 M4226/L/ |  |  | L | 2_LV1 | 0 |  | SPE(ID/-1h).13;SPN(ID/-1)@12.5;SPN(ID/-1)@11.5;SPN(ID/-1)@10.5;SPN(ID/-1)@09.5 | DM1R2 | CABLEREZ2582 | 11.441
94 | M4227 | RE-2/2/27 |  | SPN(ID/-1)@00.5 |  | RE | 05/24/2005 10:37:25 |  |  | 3RE 00094 M4227/L/ |  |  | L | 2_LV1 | 0 |  | SPE(ID/-1h).14;SPN(ID/-1)@14.5;SPN(ID/-1)@15.5;SPN(ID/-1)@16.5;SPN(ID/-1)@17.5;SPN(ID/-1)@00.5 | DM1R2 | CABLEREZ2583 | 13.799
169 | M4228 | RE-2/2/28 |  | SPN(ID/-1)@00.5 |  | RE | 05/24/2005 10:37:25 |  |  | 3RE 00169 M4228/L/ |  |  | L | 2_LV1 | 0 |  | SPE(ID/-1h).14;SPN(ID/-1)@14.5;SPN(ID/-1)@15.5;SPN(ID/-1)@16.5;SPN(ID/-1)@17.5;SPN(ID/-1)@00.5 | DM1R2 | CABLEREZ2584 | 14.03
356 | M4229 | RE-2/2/29 |  | SPN(ID/-1)@00.5 |  | RE | 05/24/2005 10:37:37 |  |  | 3RE 00356 M4229/L/ |  |  | L | 2_LV1 | 0 |  | SPE(ID/-1h).15;SPN(ID/-1)@15.5;SPN(ID/-1)@16.5;SPN(ID/-1)@17.5;SPN(ID/-1)@00.5 | DM1R2 | CABLEREZ2585 | 11.21
95 | M4230 | RE-2/2/30 |  | SPN(ID/-1)@00.5 |  | RE | 05/24/2005 10:37:25 |  |  | 3RE 00095 M4230/L/ |  |  | L | 2_LV1 | 0 |  | SPE(ID/-1h).15;SPN(ID/-1)@15.5;SPN(ID/-1)@16.5;SPN(ID/-1)@17.5;SPN(ID/-1)@00.5 | DM1R2 | CABLEREZ2586 | 11.441
170 | M4231 | RE-2/2/31 |  | SPN(ID/-1)@00.5 |  | RE | 05/24/2005 10:37:25 |  |  | 3RE 00170 M4231/L/ |  |  | L | 2_LV1 | 0 |  | SPE(ID/-1h).16;SPN(ID/-1)@16.5;SPN(ID/-1)@17.5;SPN(ID/-1)@00.5 | DM1R2 | CABLEREZ2587 | 8.621
171 | M4232 | RE-2/2/32 |  | SPN(ID/-1)@00.5 |  | RE | 05/24/2005 10:37:25 |  |  | 3RE 00171 M4232/L/ |  |  | L | 2_LV1 | 0 |  | SPE(ID/-1h).16;SPN(ID/-1)@16.5;SPN(ID/-1)@17.5;SPN(ID/-1)@00.5 | DM1R2 | CABLEREZ2588 | 8.852
172 | M4233 | RE-2/2/33 |  | SPN(ID/-1)@00.5 |  | RE | 05/24/2005 10:37:25 |  |  | 3RE 00172 M4233/L/ |  |  | L | 2_LV1 | 0 |  | SPE(ID/-1h).17;SPN(ID/-1)@17.5;SPN(ID/-1)@00.5 | DM1R2 | CABLEREZ2589 | 6.032
360 | M4234 | RE-2/2/34 |  | SPN(ID/-1)@00.5 |  | RE | 05/24/2005 10:37:38 |  |  | 3RE 00360 M4234/L/ |  |  | L | 2_LV1 | 0 |  | SPE(ID/-1h).17;SPN(ID/-1)@17.5;SPN(ID/-1)@00.5 | DM1R2 | CABLEREZ2590 | 6.263
173 | M4235 | RE-2/2/35 |  | SPN(ID/-1)@00.5 |  | RE | 05/24/2005 10:37:25 |  |  | 3RE 00173 M4235/L/ |  |  | L | 2_LV1 | 0 |  | SPE(ID/-1h).18;SPN(ID/-1)@00.5 | DM1R2 | CABLEREZ2591 | 3.443
96 | M4236 | RE-2/2/36 |  | SPN(ID/-1)@00.5 |  | RE | 05/24/2005 10:37:25 |  |  | 3RE 00096 M4236/L/ |  |  | L | 2_LV1 | 0 |  | SPE(ID/-1h).18;SPN(ID/-1)@00.5 | DM1R2 | CABLEREZ2592 | 3.674
176 | M4301 | RE-2/3/01 |  | SPN(ID/-1)@00.5 |  | RE | 05/24/2005 10:37:25 |  |  | 3RE 00176 M4301/L/ |  |  | L | 2_LV1 | 0 |  | SPE(ID/-1h).01;SPN(ID/-1)@00.5 | DM1R2 | CABLEREZ565 | 2.024
177 | M4302 | RE-2/3/02 |  | SPN(ID/-1)@00.5 |  | RE | 05/24/2005 10:37:25 |  |  | 3RE 00177 M4302/L/ |  |  | L | 2_LV1 | 0 |  | SPE(ID/-1h).01;SPN(ID/-1)@00.5 | DM1R2 | CABLEREZ566 | 2.732
178 | M4303 | RE-2/3/03 |  | SPN(ID/-1)@00.5 |  | RE | 05/24/2005 10:37:25 |  |  | 3RE 00178 M4303/L/ |  |  | L | 2_LV1 | 0 |  | SPE(ID/-1h).02;SPN(ID/-1)@01.5;SPN(ID/-1)@00.5 | DM1R2 | CABLEREZ567 | 4.613
179 | M4304 | RE-2/3/04 |  | SPN(ID/-1)@00.5 |  | RE | 05/24/2005 10:37:25 |  |  | 3RE 00179 M4304/L/ |  |  | L | 2_LV1 | 0 |  | SPE(ID/-1h).02;SPN(ID/-1)@01.5;SPN(ID/-1)@00.5 | DM1R2 | CABLEREZ568 | 5.321
180 | M4305 | RE-2/3/05 |  | SPN(ID/-1)@00.5 |  | RE | 05/24/2005 10:37:25 |  |  | 3RE 00180 M4305/L/ |  |  | L | 2_LV1 | 0 |  | SPE(ID/-1h).03;SPN(ID/-1)@02.5;SPN(ID/-1)@01.5;SPN(ID/-1)@00.5 | DM1R2 | CABLEREZ569 | 7.202
181 | M4306 | RE-2/3/06 |  | SPN(ID/-1)@00.5 |  | RE | 05/24/2005 10:37:25 |  |  | 3RE 00181 M4306/L/ |  |  | L | 2_LV1 | 0 |  | SPE(ID/-1h).03;SPN(ID/-1)@02.5;SPN(ID/-1)@01.5;SPN(ID/-1)@00.5 | DM1R2 | CABLEREZ570 | 7.91
182 | M4307 | RE-2/3/07 |  | SPN(ID/-1)@00.5 |  | RE | 05/24/2005 10:37:25 |  |  | 3RE 00182 M4307/L/ |  |  | L | 2_LV1 | 0 |  | SPE(ID/-1h).04;SPN(ID/-1)@03.5;SPN(ID/-1)@02.5;SPN(ID/-1)@01.5;SPN(ID/-1)@00.5 | DM1R2 | CABLEREZ571 | 9.791
183 | M4308 | RE-2/3/08 |  | SPN(ID/-1)@00.5 |  | RE | 05/24/2005 10:37:25 |  |  | 3RE 00183 M4308/L/ |  |  | L | 2_LV1 | 0 |  | SPE(ID/-1h).04;SPN(ID/-1)@03.5;SPN(ID/-1)@02.5;SPN(ID/-1)@01.5;SPN(ID/-1)@00.5 | DM1R2 | CABLEREZ572 | 10.499
184 | M4309 | RE-2/3/09 |  | SPN(ID/-1)@09.5 |  | RE | 05/24/2005 10:37:25 |  |  | 3RE 00184 M4309/L/ |  |  | L | 2_LV1 | 0 |  | SPE(ID/-1h).05;SPN(ID/-1)@05.5;SPN(ID/-1)@06.5;SPN(ID/-1)@07.5;SPN(ID/-1)@08.5;SPN(ID/-1)@09.5 | DM1R2 | CABLEREZ573 | 12.38
185 | M4310 | RE-2/3/10 |  | SPN(ID/-1)@09.5 |  | RE | 05/24/2005 10:37:25 |  |  | 3RE 00185 M4310/L/ |  |  | L | 2_LV1 | 0 |  | SPE(ID/-1h).05;SPN(ID/-1)@05.5;SPN(ID/-1)@06.5;SPN(ID/-1)@07.5;SPN(ID/-1)@08.5;SPN(ID/-1)@09.5 | DM1R2 | CABLEREZ574 | 13.088
186 | M4311 | RE-2/3/11 |  | SPN(ID/-1)@09.5 |  | RE | 05/24/2005 10:37:25 |  |  | 3RE 00186 M4311/L/ |  |  | L | 2_LV1 | 0 |  | SPE(ID/-1h).06;SPN(ID/-1)@06.5;SPN(ID/-1)@07.5;SPN(ID/-1)@08.5;SPN(ID/-1)@09.5 | DM1R2 | CABLEREZ575 | 9.791
187 | M4312 | RE-2/3/12 |  | SPN(ID/-1)@09.5 |  | RE | 05/24/2005 10:37:25 |  |  | 3RE 00187 M4312/L/ |  |  | L | 2_LV1 | 0 |  | SPE(ID/-1h).06;SPN(ID/-1)@06.5;SPN(ID/-1)@07.5;SPN(ID/-1)@08.5;SPN(ID/-1)@09.5 | DM1R2 | CABLEREZ576 | 10.499
188 | M4313 | RE-2/3/13 |  | SPN(ID/-1)@09.5 |  | RE | 05/24/2005 10:37:25 |  |  | 3RE 00188 M4313/L/ |  |  | L | 2_LV1 | 0 |  | SPE(ID/-1h).07;SPN(ID/-1)@07.5;SPN(ID/-1)@08.5;SPN(ID/-1)@09.5 | DM1R2 | CABLEREZ577 | 7.202
189 | M4314 | RE-2/3/14 |  | SPN(ID/-1)@09.5 |  | RE | 05/24/2005 10:37:25 |  |  | 3RE 00189 M4314/L/ |  |  | L | 2_LV1 | 0 |  | SPE(ID/-1h).07;SPN(ID/-1)@07.5;SPN(ID/-1)@08.5;SPN(ID/-1)@09.5 | DM1R2 | CABLEREZ578 | 7.91
190 | M4315 | RE-2/3/15 |  | SPN(ID/-1)@09.5 |  | RE | 05/24/2005 10:37:25 |  |  | 3RE 00190 M4315/L/ |  |  | L | 2_LV1 | 0 |  | SPE(ID/-1h).08;SPN(ID/-1)@08.5;SPN(ID/-1)@09.5 | DM1R2 | CABLEREZ579 | 4.613
191 | M4316 | RE-2/3/16 |  | SPN(ID/-1)@09.5 |  | RE | 05/24/2005 10:37:25 |  |  | 3RE 00191 M4316/L/ |  |  | L | 2_LV1 | 0 |  | SPE(ID/-1h).08;SPN(ID/-1)@08.5;SPN(ID/-1)@09.5 | DM1R2 | CABLEREZ580 | 5.321
192 | M4317 | RE-2/3/17 |  | SPN(ID/-1)@09.5 |  | RE | 05/24/2005 10:37:25 |  |  | 3RE 00192 M4317/L/ |  |  | L | 2_LV1 | 0 |  | SPE(ID/-1h).09;SPN(ID/-1)@09.5 | DM1R2 | CABLEREZ581 | 2.024
49 | M4318 | RE-2/3/18 |  | SPN(ID/-1)@09.5 |  | RE | 05/24/2005 10:37:24 |  |  | 3RE 00049 M4318/L/ |  |  | L | 2_LV1 | 0 |  | SPE(ID/-1h).09;SPN(ID/-1)@09.5 | DM1R2 | CABLEREZ40 | 2.732
193 | M4319 | RE-2/3/19 |  | SPN(ID/-1)@09.5 |  | RE | 05/24/2005 10:37:25 |  |  | 3RE 00193 M4319/L/ |  |  | L | 2_LV1 | 0 |  | SPE(ID/-1h).10;SPN(ID/-1)@09.5 | DM1R2 | CABLEREZ582 | 2.024
194 | M4320 | RE-2/3/20 |  | SPN(ID/-1)@09.5 |  | RE | 05/24/2005 10:37:25 |  |  | 3RE 00194 M4320/L/ |  |  | L | 2_LV1 | 0 |  | SPE(ID/-1h).10;SPN(ID/-1)@09.5 | DM1R2 | CABLEREZ583 | 2.732
47 | M4321 | RE-2/3/21 |  | SPN(ID/-1)@09.5 |  | RE | 05/24/2005 10:37:24 |  |  | 3RE 00047 M4321/L/ |  |  | L | 2_LV1 | 0 |  | SPE(ID/-1h).11;SPN(ID/-1)@10.5;SPN(ID/-1)@09.5 | DM1R2 | CABLEREZ22 | 4.613
195 | M4322 | RE-2/3/22 |  | SPN(ID/-1)@09.5 |  | RE | 05/24/2005 10:37:25 |  |  | 3RE 00195 M4322/L/ |  |  | L | 2_LV1 | 0 |  | SPE(ID/-1h).11;SPN(ID/-1)@10.5;SPN(ID/-1)@09.5 | DM1R2 | CABLEREZ584 | 5.321
196 | M4323 | RE-2/3/23 |  | SPN(ID/-1)@09.5 |  | RE | 05/24/2005 10:37:25 |  |  | 3RE 00196 M4323/L/ |  |  | L | 2_LV1 | 0 |  | SPE(ID/-1h).12;SPN(ID/-1)@11.5;SPN(ID/-1)@10.5;SPN(ID/-1)@09.5 | DM1R2 | CABLEREZ585 | 7.202
48 | M4324 | RE-2/3/24 |  | SPN(ID/-1)@09.5 |  | RE | 05/24/2005 10:37:24 |  |  | 3RE 00048 M4324/L/ |  |  | L | 2_LV1 | 0 |  | SPE(ID/-1h).12;SPN(ID/-1)@11.5;SPN(ID/-1)@10.5;SPN(ID/-1)@09.5 | DM1R2 | CABLEREZ23 | 7.91
197 | M4325 | RE-2/3/25 |  | SPN(ID/-1)@09.5 |  | RE | 05/24/2005 10:37:25 |  |  | 3RE 00197 M4325/L/ |  |  | L | 2_LV1 | 0 |  | SPE(ID/-1h).13;SPN(ID/-1)@12.5;SPN(ID/-1)@11.5;SPN(ID/-1)@10.5;SPN(ID/-1)@09.5 | DM1R2 | CABLEREZ586 | 9.791
198 | M4326 | RE-2/3/26 |  | SPN(ID/-1)@09.5 |  | RE | 05/24/2005 10:37:25 |  |  | 3RE 00198 M4326/L/ |  |  | L | 2_LV1 | 0 |  | SPE(ID/-1h).13;SPN(ID/-1)@12.5;SPN(ID/-1)@11.5;SPN(ID/-1)@10.5;SPN(ID/-1)@09.5 | DM1R2 | CABLEREZ587 | 10.499
199 | M4327 | RE-2/3/27 |  | SPN(ID/-1)@00.5 |  | RE | 05/24/2005 10:37:25 |  |  | 3RE 00199 M4327/L/ |  |  | L | 2_LV1 | 0 |  | SPE(ID/-1h).14;SPN(ID/-1)@14.5;SPN(ID/-1)@15.5;SPN(ID/-1)@16.5;SPN(ID/-1)@17.5;SPN(ID/-1)@00.5 | DM1R2 | CABLEREZ588 | 12.38
200 | M4328 | RE-2/3/28 |  | SPN(ID/-1)@00.5 |  | RE | 05/24/2005 10:37:25 |  |  | 3RE 00200 M4328/L/ |  |  | L | 2_LV1 | 0 |  | SPE(ID/-1h).14;SPN(ID/-1)@14.5;SPN(ID/-1)@15.5;SPN(ID/-1)@16.5;SPN(ID/-1)@17.5;SPN(ID/-1)@00.5 | DM1R2 | CABLEREZ589 | 13.088
201 | M4329 | RE-2/3/29 |  | SPN(ID/-1)@00.5 |  | RE | 05/24/2005 10:37:25 |  |  | 3RE 00201 M4329/L/ |  |  | L | 2_LV1 | 0 |  | SPE(ID/-1h).15;SPN(ID/-1)@15.5;SPN(ID/-1)@16.5;SPN(ID/-1)@17.5;SPN(ID/-1)@00.5 | DM1R2 | CABLEREZ590 | 9.791
202 | M4330 | RE-2/3/30 |  | SPN(ID/-1)@00.5 |  | RE | 05/24/2005 10:37:25 |  |  | 3RE 00202 M4330/L/ |  |  | L | 2_LV1 | 0 |  | SPE(ID/-1h).15;SPN(ID/-1)@15.5;SPN(ID/-1)@16.5;SPN(ID/-1)@17.5;SPN(ID/-1)@00.5 | DM1R2 | CABLEREZ591 | 10.499
203 | M4331 | RE-2/3/31 |  | SPN(ID/-1)@00.5 |  | RE | 05/24/2005 10:37:25 |  |  | 3RE 00203 M4331/L/ |  |  | L | 2_LV1 | 0 |  | SPE(ID/-1h).16;SPN(ID/-1)@16.5;SPN(ID/-1)@17.5;SPN(ID/-1)@00.5 | DM1R2 | CABLEREZ592 | 7.202
204 | M4332 | RE-2/3/32 |  | SPN(ID/-1)@00.5 |  | RE | 05/24/2005 10:37:25 |  |  | 3RE 00204 M4332/L/ |  |  | L | 2_LV1 | 0 |  | SPE(ID/-1h).16;SPN(ID/-1)@16.5;SPN(ID/-1)@17.5;SPN(ID/-1)@00.5 | DM1R2 | CABLEREZ593 | 7.91
205 | M4333 | RE-2/3/33 |  | SPN(ID/-1)@00.5 |  | RE | 05/24/2005 10:37:25 |  |  | 3RE 00205 M4333/L/ |  |  | L | 2_LV1 | 0 |  | SPE(ID/-1h).17;SPN(ID/-1)@17.5;SPN(ID/-1)@00.5 | DM1R2 | CABLEREZ594 | 4.613
206 | M4334 | RE-2/3/34 |  | SPN(ID/-1)@00.5 |  | RE | 05/24/2005 10:37:25 |  |  | 3RE 00206 M4334/L/ |  |  | L | 2_LV1 | 0 |  | SPE(ID/-1h).17;SPN(ID/-1)@17.5;SPN(ID/-1)@00.5 | DM1R2 | CABLEREZ595 | 5.321
207 | M4335 | RE-2/3/35 |  | SPN(ID/-1)@00.5 |  | RE | 05/24/2005 10:37:25 |  |  | 3RE 00207 M4335/L/ |  |  | L | 2_LV1 | 0 |  | SPE(ID/-1h).18;SPN(ID/-1)@00.5 | DM1R2 | CABLEREZ596 | 2.024
208 | M4336 | RE-2/3/36 |  | SPN(ID/-1)@00.5 |  | RE | 05/24/2005 10:37:25 |  |  | 3RE 00208 M4336/L/ |  |  | L | 2_LV1 | 0 |  | SPE(ID/-1h).18;SPN(ID/-1)@00.5 | DM1R2 | CABLEREZ597 | 2.732

## summary
START_POINT_DET | END_POINT_DET | LENGTH | SUBSYSTEM | TYPE | TYPE_DET | ROUTING | INSTALLATION_PERIOD | QUANTITY
RE+2/3/01 | LVC(RE/+1).1A | 7 | RE | L | 2_LV1 | SPN(ID/+1)@00.5;SPE(ID/+1h).01 | DP1R2 | 1
RE+2/3/02 | LVC(RE/+1).1A | 6 | RE | L | 2_LV1 | SPE(ID/+1h).01 | DP1R2 | 1
RE+2/3/03 | LVC(RE/+1).1A | 6.5 | RE | L | 2_LV1 | SPN(ID/+1)@01.5 | DP1R2 | 1
RE+2/3/04 | LVC(RE/+1).1A | 8 | RE | L | 2_LV1 | SPE(ID/+1h).02;SPN(ID/+1)@01.5 | DP1R2 | 1
RE+2/3/05 | LVC(RE/+1).1A | 9 | RE | L | 2_LV1 | SPN(ID/+1)@02.5;SPE(ID/+1h).02;SPN(ID/+1)@01.5 | DP1R2 | 1
RE+2/3/06 | LVC(RE/+1).1A | 10.5 | RE | L | 2_LV1 | SPE(ID/+1h).03;SPN(ID/+1)@02.5;SPE(ID/+1h).02;SPN(ID/+1)@01.5 | DP1R2 | 1
RE+2/3/07 | LVC(RE/+1).1A | 11.5 | RE | L | 2_LV1 | SPN(ID/+1)@03.5;SPE(ID/+1h).03;SPN(ID/+1)@02.5;SPE(ID/+1h).02;SPN(ID/+1)@01.5 | DP1R2 | 1
RE+2/3/08 | LVC(RE/+1).1A | 13 | RE | L | 2_LV1 | SPE(ID/+1h).04;SPN(ID/+1)@03.5;SPE(ID/+1h).03;SPN(ID/+1)@02.5;SPE(ID/+1h).02;SPN(ID/+1)@01.5 | DP1R2 | 1
RE+2/3/09 | LVC(RE/+1).1A | 14.5 | RE | L | 2_LV1 | SPN(ID/+1)@04.5;SPE(ID/+1h).04;SPN(ID/+1)@03.5;SPE(ID/+1h).03;SPN(ID/+1)@02.5;SPE(ID/+1h).02;SPN(ID/+1)@01.5 | DP1R2 | 1
RE+2/3/10 | LVC(RE/+1).1A | 15.5 | RE | L | 2_LV1 | SPE(ID/+1h).05;SPN(ID/+1)@04.5;SPE(ID/+1h).04;SPN(ID/+1)@03.5;SPE(ID/+1h).03;SPN(ID/+1)@02.5;SPE(ID/+1h).02;SPN(ID/+1)@01.5 | DP1R2 | 1
RE+2/3/11 | LVC(RE/+1).1A | 17 | RE | L | 2_LV1 | SPN(ID/+1)@05.5;SPE(ID/+1h).05;SPN(ID/+1)@04.5;SPE(ID/+1h).04;SPN(ID/+1)@03.5;SPE(ID/+1h).03;SPN(ID/+1)@02.5;SPE(ID/+1h).02;SPN(ID/+1)@01.5 | DP1R2 | 1
RE+2/3/12 | LVC(RE/+1).1A | 18.5 | RE | L | 2_LV1 | SPE(ID/+1h).06;SPN(ID/+1)@05.5;SPE(ID/+1h).05;SPN(ID/+1)@04.5;SPE(ID/+1h).04;SPN(ID/+1)@03.5;SPE(ID/+1h).03;SPN(ID/+1)@02.5;SPE(ID/+1h).02;SPN(ID/+1)@01.5 | DP1R2 | 1
RE+2/3/13 | LVC(RE/+1).2C | 11.5 | RE | L | 2_LV1 | SPN(ID/+1)@06.5;SPE(ID/+1h).07;SPN(ID/+1)@07.5;SPE(ID/+1h).08;SPN(ID/+1)@08.5 | DP1R2 | 1
RE+2/3/14 | LVC(RE/+1).2C | 10.5 | RE | L | 2_LV1 | SPE(ID/+1h).07;SPN(ID/+1)@07.5;SPE(ID/+1h).08;SPN(ID/+1)@08.5 | DP1R2 | 1
RE+2/3/15 | LVC(RE/+1).2C | 9 | RE | L | 2_LV1 | SPN(ID/+1)@07.5;SPE(ID/+1h).08;SPN(ID/+1)@08.5 | DP1R2 | 1
RE+2/3/16 | LVC(RE/+1).2C | 8 | RE | L | 2_LV1 | SPE(ID/+1h).08;SPN(ID/+1)@08.5 | DP1R2 | 1
RE+2/3/17 | LVC(RE/+1).2C | 6.5 | RE | L | 2_LV1 | SPN(ID/+1)@08.5 | DP1R2 | 1
RE+2/3/18 | LVC(RE/+1).2C | 6 | RE | L | 2_LV1 | SPE(ID/+1h).09 | DP1R2 | 1
RE+2/3/19 | LVC(RE/+1).3C | 13.5 | RE | L | 2_LV1 | SPN(ID/+1)@09.5;SPE(ID/+1h).10;SPN(ID/+1)@10.5;SPE(ID/+1h).11;SPN(ID/+1)@11.5 | DP1R2 | 1
RE+2/3/20 | LVC(RE/+1).3C | 12.5 | RE | L | 2_LV1 | SPE(ID/+1h).10;SPN(ID/+1)@10.5;SPE(ID/+1h).11;SPN(ID/+1)@11.5 | DP1R2 | 1
RE+2/3/21 | LVC(RE/+1).3C | 11 | RE | L | 2_LV1 | SPN(ID/+1)@10.5;SPE(ID/+1h).11;SPN(ID/+1)@11.5 | DP1R2 | 1
RE+2/3/22 | LVC(RE/+1).3C | 10 | RE | L | 2_LV1 | SPE(ID/+1h).11;SPN(ID/+1)@11.5 | DP1R2 | 1
RE+2/3/23 | LVC(RE/+1).3C | 8.5 | RE | L | 2_LV1 | SPN(ID/+1)@11.5 | DP1R2 | 1
RE+2/3/24 | LVC(RE/+1).3C | 9.5 | RE | L | 2_LV1 | SPE(ID/+1h).12 | DP1R2 | 1
RE+2/3/25 | LVC(RE/+1).3C | 10.5 | RE | L | 2_LV1 | SPN(ID/+1)@12.5;SPE(ID/+1h).12 | DP1R2 | 1
RE+2/3/26 | LVC(RE/+1).3C | 12 | RE | L | 2_LV1 | SPE(ID/+1h).13;SPN(ID/+1)@12.5;SPE(ID/+1h).12 | DP1R2 | 1
RE+2/3/27 | LVC(RE/+1).3C | 13 | RE | L | 2_LV1 | SPN(ID/+1)@13.5;SPE(ID/+1h).13;SPN(ID/+1)@12.5;SPE(ID/+1h).12 | DP1R2 | 1
RE+2/3/28 | LVC(RE/+1).3C | 14.5 | RE | L | 2_LV1 | SPE(ID/+1h).14;SPN(ID/+1)@13.5;SPE(ID/+1h).13;SPN(ID/+1)@12.5;SPE(ID/+1h).12 | DP1R2 | 1
RE+2/3/29 | LVC(RE/+1).3C | 16 | RE | L | 2_LV1 | SPN(ID/+1)@14.5;SPE(ID/+1h).14;SPN(ID/+1)@13.5;SPE(ID/+1h).13;SPN(ID/+1)@12.5;SPE(ID/+1h).12 | DP1R2 | 1
RE+2/3/30 | LVC(RE/+1).3C | 17 | RE | L | 2_LV1 | SPE(ID/+1h).15;SPN(ID/+1)@14.5;SPE(ID/+1h).14;SPN(ID/+1)@13.5;SPE(ID/+1h).13;SPN(ID/+1)@12.5;SPE(ID/+1h).12 | DP1R2 | 1
RE+2/3/31 | LVC(RE/+1).4C | 10.5 | RE | L | 2_LV1 | SPN(ID/+1)@15.5;SPE(ID/+1h).16 | DP1R2 | 1
RE+2/3/32 | LVC(RE/+1).4C | 9.5 | RE | L | 2_LV1 | SPE(ID/+1h).16 | DP1R2 | 1
RE+2/3/33 | LVC(RE/+1).4C | 8.5 | RE | L | 2_LV1 | SPN(ID/+1)@16.5 | DP1R2 | 1
RE+2/3/34 | LVC(RE/+1).4C | 10 | RE | L | 2_LV1 | SPE(ID/+1h).17;SPN(ID/+1)@16.5 | DP1R2 | 1
RE+2/3/35 | LVC(RE/+1).4C | 11 | RE | L | 2_LV1 | SPN(ID/+1)@17.5;SPE(ID/+1h).17;SPN(ID/+1)@16.5 | DP1R2 | 1
RE+2/3/36 | LVC(RE/+1).4C | 12.5 | RE | L | 2_LV1 | SPE(ID/+1h).18;SPN(ID/+1)@17.5;SPE(ID/+1h).17;SPN(ID/+1)@16.5 | DP1R2 | 1
RE+2/2/01 | LVC(RE/+1).1A | 9.5 | RE | L | 2_LV1 | SPN(ID/+1)@00.5;SPE(ID/+1h).01 | DP1R2 | 1
RE+2/2/02 | LVC(RE/+1).1A | 8.5 | RE | L | 2_LV1 | SPE(ID/+1h).01 | DP1R2 | 1
RE+2/2/03 | LVC(RE/+1).1A | 8 | RE | L | 2_LV1 | SPN(ID/+1)@01.5 | DP1R2 | 1
RE+2/2/04 | LVC(RE/+1).1A | 9.5 | RE | L | 2_LV1 | SPE(ID/+1h).02;SPN(ID/+1)@01.5 | DP1R2 | 1
RE+2/2/05 | LVC(RE/+1).1A | 11 | RE | L | 2_LV1 | SPN(ID/+1)@02.5;SPE(ID/+1h).02;SPN(ID/+1)@01.5 | DP1R2 | 1
RE+2/2/06 | LVC(RE/+1).1A | 12 | RE | L | 2_LV1 | SPE(ID/+1h).03;SPN(ID/+1)@02.5;SPE(ID/+1h).02;SPN(ID/+1)@01.5 | DP1R2 | 1
RE+2/2/07 | LVC(RE/+1).1A | 13.5 | RE | L | 2_LV1 | SPN(ID/+1)@03.5;SPE(ID/+1h).03;SPN(ID/+1)@02.5;SPE(ID/+1h).02;SPN(ID/+1)@01.5 | DP1R2 | 1
RE+2/2/08 | LVC(RE/+1).1A | 15 | RE | L | 2_LV1 | SPE(ID/+1h).04;SPN(ID/+1)@03.5;SPE(ID/+1h).03;SPN(ID/+1)@02.5;SPE(ID/+1h).02;SPN(ID/+1)@01.5 | DP1R2 | 1
RE+2/2/09 | LVC(RE/+1).1A | 16 | RE | L | 2_LV1 | SPN(ID/+1)@04.5;SPE(ID/+1h).04;SPN(ID/+1)@03.5;SPE(ID/+1h).03;SPN(ID/+1)@02.5;SPE(ID/+1h).02;SPN(ID/+1)@01.5 | DP1R2 | 1
RE+2/2/10 | LVC(RE/+1).1A | 17.5 | RE | L | 2_LV1 | SPE(ID/+1h).05;SPN(ID/+1)@04.5;SPE(ID/+1h).04;SPN(ID/+1)@03.5;SPE(ID/+1h).03;SPN(ID/+1)@02.5;SPE(ID/+1h).02;SPN(ID/+1)@01.5 | DP1R2 | 1
RE+2/2/11 | LVC(RE/+1).1A | 18.5 | RE | L | 2_LV1 | SPN(ID/+1)@05.5;SPE(ID/+1h).05;SPN(ID/+1)@04.5;SPE(ID/+1h).04;SPN(ID/+1)@03.5;SPE(ID/+1h).03;SPN(ID/+1)@02.5;SPE(ID/+1h).02;SPN(ID/+1)@01.5 | DP1R2 | 1
RE+2/2/12 | LVC(RE/+1).1A | 20 | RE | L | 2_LV1 | SPE(ID/+1h).06;SPN(ID/+1)@05.5;SPE(ID/+1h).05;SPN(ID/+1)@04.5;SPE(ID/+1h).04;SPN(ID/+1)@03.5;SPE(ID/+1h).03;SPN(ID/+1)@02.5;SPE(ID/+1h).02;SPN(ID/+1)@01.5 | DP1R2 | 1
RE+2/2/13 | LVC(RE/+1).2C | 14.5 | RE | L | 2_LV1 | SPN(ID/+1)@06.5;SPE(ID/+1h).07;SPN(ID/+1)@07.5;SPE(ID/+1h).08;SPN(ID/+1)@08.5 | DP1R2 | 1
RE+2/2/14 | LVC(RE/+1).2C | 13.5 | RE | L | 2_LV1 | SPE(ID/+1h).07;SPN(ID/+1)@07.5;SPE(ID/+1h).08;SPN(ID/+1)@08.5 | DP1R2 | 1
RE+2/2/15 | LVC(RE/+1).2C | 12 | RE | L | 2_LV1 | SPN(ID/+1)@07.5;SPE(ID/+1h).08;SPN(ID/+1)@08.5 | DP1R2 | 1
RE+2/2/16 | LVC(RE/+1).2C | 10.5 | RE | L | 2_LV1 | SPE(ID/+1h).08;SPN(ID/+1)@08.5 | DP1R2 | 1
RE+2/2/17 | LVC(RE/+1).2C | 9.5 | RE | L | 2_LV1 | SPN(ID/+1)@08.5 | DP1R2 | 1
RE+2/2/18 | LVC(RE/+1).2C | 7.5 | RE | L | 2_LV1 | SPE(ID/+1h).09 | DP1R2 | 1
RE+2/2/19 | LVC(RE/+1).3C | 16.5 | RE | L | 2_LV1 | SPN(ID/+1)@09.5;SPE(ID/+1h).10;SPN(ID/+1)@10.5;SPE(ID/+1h).11;SPN(ID/+1)@11.5 | DP1R2 | 1
RE+2/2/20 | LVC(RE/+1).3C | 15.5 | RE | L | 2_LV1 | SPE(ID/+1h).10;SPN(ID/+1)@10.5;SPE(ID/+1h).11;SPN(ID/+1)@11.5 | DP1R2 | 1
RE+2/2/21 | LVC(RE/+1).3C | 14 | RE | L | 2_LV1 | SPN(ID/+1)@10.5;SPE(ID/+1h).11;SPN(ID/+1)@11.5 | DP1R2 | 1
RE+2/2/22 | LVC(RE/+1).3C | 12.5 | RE | L | 2_LV1 | SPE(ID/+1h).11;SPN(ID/+1)@11.5 | DP1R2 | 1
RE+2/2/23 | LVC(RE/+1).3C | 11.5 | RE | L | 2_LV1 | SPN(ID/+1)@11.5 | DP1R2 | 1
RE+2/2/24 | LVC(RE/+1).3C | 11 | RE | L | 2_LV1 | SPE(ID/+1h).12 | DP1R2 | 1
RE+2/2/25 | LVC(RE/+1).3C | 12 | RE | L | 2_LV1 | SPN(ID/+1)@12.5;SPE(ID/+1h).12 | DP1R2 | 1
RE+2/2/26 | LVC(RE/+1).3C | 13.5 | RE | L | 2_LV1 | SPE(ID/+1h).13;SPN(ID/+1)@12.5;SPE(ID/+1h).12 | DP1R2 | 1
RE+2/2/27 | LVC(RE/+1).3C | 14 | RE | L | 2_LV1 | SPN(ID/+1)@13.5;SPE(ID/+1h).13;SPN(ID/+1)@12.5;SPE(ID/+1h).12 | DP1R2 | 1
RE+2/2/28 | LVC(RE/+1).3C | 15.5 | RE | L | 2_LV1 | SPE(ID/+1h).14;SPN(ID/+1)@13.5;SPE(ID/+1h).13;SPN(ID/+1)@12.5;SPE(ID/+1h).12 | DP1R2 | 1
RE+2/2/29 | LVC(RE/+1).3C | 17 | RE | L | 2_LV1 | SPN(ID/+1)@14.5;SPE(ID/+1h).14;SPN(ID/+1)@13.5;SPE(ID/+1h).13;SPN(ID/+1)@12.5;SPE(ID/+1h).12 | DP1R2 | 1
RE+2/2/30 | LVC(RE/+1).3C | 19 | RE | L | 2_LV1 | SPE(ID/+1h).15;SPN(ID/+1)@14.5;SPE(ID/+1h).14;SPN(ID/+1)@13.5;SPE(ID/+1h).13;SPN(ID/+1)@12.5;SPE(ID/+1h).12 | DP1R2 | 1
RE+2/2/31 | LVC(RE/+1).4C | 13.5 | RE | L | 2_LV1 | SPN(ID/+1)@15.5;SPE(ID/+1h).16 | DP1R2 | 1
RE+2/2/32 | LVC(RE/+1).4C | 12 | RE | L | 2_LV1 | SPE(ID/+1h).16 | DP1R2 | 1
RE+2/2/33 | LVC(RE/+1).4C | 11.5 | RE | L | 2_LV1 | SPN(ID/+1)@16.5 | DP1R2 | 1
RE+2/2/34 | LVC(RE/+1).4C | 11.5 | RE | L | 2_LV1 | SPE(ID/+1h).17;SPN(ID/+1)@16.5 | DP1R2 | 1
RE+2/2/35 | LVC(RE/+1).4C | 13 | RE | L | 2_LV1 | SPN(ID/+1)@17.5;SPE(ID/+1h).17;SPN(ID/+1)@16.5 | DP1R2 | 1
RE+2/2/36 | LVC(RE/+1).4C | 14 | RE | L | 2_LV1 | SPE(ID/+1h).18;SPN(ID/+1)@17.5;SPE(ID/+1h).17;SPN(ID/+1)@16.5 | DP1R2 | 1
RE-2/2/01 | LVC(RE/-1).1A | 8.5 | RE | L | 2_LV1 | SPN(ID/-1)@00.5;SPE(ID/-1h).01 | DM1R2 | 1
RE-2/2/02 | LVC(RE/-1).1A | 7.5 | RE | L | 2_LV1 | SPE(ID/-1h).01 | DM1R2 | 1
RE-2/2/03 | LVC(RE/-1).1A | 9.5 | RE | L | 2_LV1 | SPN(ID/-1)@01.5 | DM1R2 | 1
RE-2/2/04 | LVC(RE/-1).1A | 10.5 | RE | L | 2_LV1 | SPE(ID/-1h).02;SPN(ID/-1)@01.5 | DM1R2 | 1
RE-2/2/05 | LVC(RE/-1).1A | 12 | RE | L | 2_LV1 | SPN(ID/-1)@02.5;SPE(ID/-1h).02;SPN(ID/-1)@01.5 | DM1R2 | 1
RE-2/2/06 | LVC(RE/-1).1A | 13.5 | RE | L | 2_LV1 | SPE(ID/-1h).03;SPN(ID/-1)@02.5;SPE(ID/-1h).02;SPN(ID/-1)@01.5 | DM1R2 | 1
RE-2/2/07 | LVC(RE/-1).1A | 14.5 | RE | L | 2_LV1 | SPN(ID/-1)@03.5;SPE(ID/-1h).03;SPN(ID/-1)@02.5;SPE(ID/-1h).02;SPN(ID/-1)@01.5 | DM1R2 | 1
RE-2/2/08 | LVC(RE/-1).1A | 16 | RE | L | 2_LV1 | SPE(ID/-1h).04;SPN(ID/-1)@03.5;SPE(ID/-1h).03;SPN(ID/-1)@02.5;SPE(ID/-1h).02;SPN(ID/-1)@01.5 | DM1R2 | 1
RE-2/2/09 | LVC(RE/-1).1A | 17 | RE | L | 2_LV1 | SPN(ID/-1)@04.5;SPE(ID/-1h).04;SPN(ID/-1)@03.5;SPE(ID/-1h).03;SPN(ID/-1)@02.5;SPE(ID/-1h).02;SPN(ID/-1)@01.5 | DM1R2 | 1
RE-2/2/10 | LVC(RE/-1).1A | 18.5 | RE | L | 2_LV1 | SPE(ID/-1h).05;SPN(ID/-1)@04.5;SPE(ID/-1h).04;SPN(ID/-1)@03.5;SPE(ID/-1h).03;SPN(ID/-1)@02.5;SPE(ID/-1h).02;SPN(ID/-1)@01.5 | DM1R2 | 1
RE-2/2/11 | LVC(RE/-1).1A | 20 | RE | L | 2_LV1 | SPN(ID/-1)@05.5;SPE(ID/-1h).05;SPN(ID/-1)@04.5;SPE(ID/-1h).04;SPN(ID/-1)@03.5;SPE(ID/-1h).03;SPN(ID/-1)@02.5;SPE(ID/-1h).02;SPN(ID/-1)@01.5 | DM1R2 | 1
RE-2/2/12 | LVC(RE/-1).1A | 21 | RE | L | 2_LV1 | SPE(ID/-1h).06;SPN(ID/-1)@05.5;SPE(ID/-1h).05;SPN(ID/-1)@04.5;SPE(ID/-1h).04;SPN(ID/-1)@03.5;SPE(ID/-1h).03;SPN(ID/-1)@02.5;SPE(ID/-1h).02;SPN(ID/-1)@01.5 | DM1R2 | 1
RE-2/2/13 | LVC(RE/-1).2C | 13.5 | RE | L | 2_LV1 | SPN(ID/-1)@06.5;SPE(ID/-1h).07;SPN(ID/-1)@07.5;SPE(ID/-1h).08;SPN(ID/-1)@08.5 | DM1R2 | 1
RE-2/2/14 | LVC(RE/-1).2C | 12 | RE | L | 2_LV1 | SPE(ID/-1h).07;SPN(ID/-1)@07.5;SPE(ID/-1h).08;SPN(ID/-1)@08.5 | DM1R2 | 1
RE-2/2/15 | LVC(RE/-1).2C | 11 | RE | L | 2_LV1 | SPN(ID/-1)@07.5;SPE(ID/-1h).08;SPN(ID/-1)@08.5 | DM1R2 | 1
RE-2/2/16 | LVC(RE/-1).2C | 9.5 | RE | L | 2_LV1 | SPE(ID/-1h).08;SPN(ID/-1)@08.5 | DM1R2 | 1
RE-2/2/17 | LVC(RE/-1).2C | 8 | RE | L | 2_LV1 | SPN(ID/-1)@08.5 | DM1R2 | 1
RE-2/2/18 | LVC(RE/-1).2C | 8.5 | RE | L | 2_LV1 | SPE(ID/-1h).09 | DM1R2 | 1
RE-2/2/19 | LVC(RE/-1).3C | 15.5 | RE | L | 2_LV1 | SPN(ID/-1)@09.5;SPE(ID/-1h).10;SPN(ID/-1)@10.5;SPE(ID/-1h).11;SPN(ID/-1)@11.5 | DM1R2 | 1
RE-2/2/20 | LVC(RE/-1).3C | 14 | RE | L | 2_LV1 | SPE(ID/-1h).10;SPN(ID/-1)@10.5;SPE(ID/-1h).11;SPN(ID/-1)@11.5 | DM1R2 | 1
RE-2/2/21 | LVC(RE/-1).3C | 13 | RE | L | 2_LV1 | SPN(ID/-1)@10.5;SPE(ID/-1h).11;SPN(ID/-1)@11.5 | DM1R2 | 1
RE-2/2/22 | LVC(RE/-1).3C | 11.5 | RE | L | 2_LV1 | SPE(ID/-1h).11;SPN(ID/-1)@11.5 | DM1R2 | 1
RE-2/2/23 | LVC(RE/-1).3C | 11.5 | RE | L | 2_LV1 | SPN(ID/-1)@11.5 | DM1R2 | 1
RE-2/2/24 | LVC(RE/-1).3C | 12 | RE | L | 2_LV1 | SPE(ID/-1h).12 | DM1R2 | 1
RE-2/2/25 | LVC(RE/-1).3C | 13.5 | RE | L | 2_LV1 | SPN(ID/-1)@12.5;SPE(ID/-1h).12 | DM1R2 | 1
RE-2/2/26 | LVC(RE/-1).3C | 15 | RE | L | 2_LV1 | SPE(ID/-1h).13;SPN(ID/-1)@12.5;SPE(ID/-1h).12 | DM1R2 | 1
RE-2/2/27 | LVC(RE/-1).3C | 15 | RE | L | 2_LV1 | SPN(ID/-1)@13.5;SPE(ID/-1h).13;SPN(ID/-1)@12.5;SPE(ID/-1h).12 | DM1R2 | 1
RE-2/2/28 | LVC(RE/-1).3C | 16.5 | RE | L | 2_LV1 | SPE(ID/-1h).14;SPN(ID/-1)@13.5;SPE(ID/-1h).13;SPN(ID/-1)@12.5;SPE(ID/-1h).12 | DM1R2 | 1
RE-2/2/29 | LVC(RE/-1).3C | 18 | RE | L | 2_LV1 | SPN(ID/-1)@14.5;SPE(ID/-1h).14;SPN(ID/-1)@13.5;SPE(ID/-1h).13;SPN(ID/-1)@12.5;SPE(ID/-1h).12 | DM1R2 | 1
RE-2/2/30 | LVC(RE/-1).3C | 20 | RE | L | 2_LV1 | SPE(ID/-1h).15;SPN(ID/-1)@14.5;SPE(ID/-1h).14;SPN(ID/-1)@13.5;SPE(ID/-1h).13;SPN(ID/-1)@12.5;SPE(ID/-1h).12 | DM1R2 | 1
RE-2/2/31 | LVC(RE/-1).4C | 12 | RE | L | 2_LV1 | SPN(ID/-1)@15.5;SPE(ID/-1h).16 | DM1R2 | 1
RE-2/2/32 | LVC(RE/-1).4C | 11 | RE | L | 2_LV1 | SPE(ID/-1h).16 | DM1R2 | 1
RE-2/2/33 | LVC(RE/-1).4C | 11.5 | RE | L | 2_LV1 | SPN(ID/-1)@16.5 | DM1R2 | 1
RE-2/2/34 | LVC(RE/-1).4C | 12.5 | RE | L | 2_LV1 | SPE(ID/-1h).17;SPN(ID/-1)@16.5 | DM1R2 | 1
RE-2/2/35 | LVC(RE/-1).4C | 14 | RE | L | 2_LV1 | SPN(ID/-1)@17.5;SPE(ID/-1h).17;SPN(ID/-1)@16.5 | DM1R2 | 1
RE-2/2/36 | LVC(RE/-1).4C | 15.5 | RE | L | 2_LV1 | SPE(ID/-1h).18;SPN(ID/-1)@17.5;SPE(ID/-1h).17;SPN(ID/-1)@16.5 | DM1R2 | 1
RE-2/3/01 | LVC(RE/-1).1A | 7 | RE | L | 2_LV1 | SPN(ID/-1)@00.5;SPE(ID/-1h).01 | DM1R2 | 1
RE-2/3/02 | LVC(RE/-1).1A | 6 | RE | L | 2_LV1 | SPE(ID/-1h).01 | DM1R2 | 1
RE-2/3/03 | LVC(RE/-1).1A | 6.5 | RE | L | 2_LV1 | SPN(ID/-1)@01.5 | DM1R2 | 1
RE-2/3/04 | LVC(RE/-1).1A | 8 | RE | L | 2_LV1 | SPE(ID/-1h).02;SPN(ID/-1)@01.5 | DM1R2 | 1
RE-2/3/05 | LVC(RE/-1).1A | 9 | RE | L | 2_LV1 | SPN(ID/-1)@02.5;SPE(ID/-1h).02;SPN(ID/-1)@01.5 | DM1R2 | 1
RE-2/3/06 | LVC(RE/-1).1A | 10.5 | RE | L | 2_LV1 | SPE(ID/-1h).03;SPN(ID/-1)@02.5;SPE(ID/-1h).02;SPN(ID/-1)@01.5 | DM1R2 | 1
RE-2/3/07 | LVC(RE/-1).1A | 11.5 | RE | L | 2_LV1 | SPN(ID/-1)@03.5;SPE(ID/-1h).03;SPN(ID/-1)@02.5;SPE(ID/-1h).02;SPN(ID/-1)@01.5 | DM1R2 | 1
RE-2/3/08 | LVC(RE/-1).1A | 13 | RE | L | 2_LV1 | SPE(ID/-1h).04;SPN(ID/-1)@03.5;SPE(ID/-1h).03;SPN(ID/-1)@02.5;SPE(ID/-1h).02;SPN(ID/-1)@01.5 | DM1R2 | 1
RE-2/3/09 | LVC(RE/-1).1A | 14.5 | RE | L | 2_LV1 | SPN(ID/-1)@04.5;SPE(ID/-1h).04;SPN(ID/-1)@03.5;SPE(ID/-1h).03;SPN(ID/-1)@02.5;SPE(ID/-1h).02;SPN(ID/-1)@01.5 | DM1R2 | 1
RE-2/3/10 | LVC(RE/-1).1A | 15.5 | RE | L | 2_LV1 | SPE(ID/-1h).05;SPN(ID/-1)@04.5;SPE(ID/-1h).04;SPN(ID/-1)@03.5;SPE(ID/-1h).03;SPN(ID/-1)@02.5;SPE(ID/-1h).02;SPN(ID/-1)@01.5 | DM1R2 | 1
RE-2/3/11 | LVC(RE/-1).1A | 17 | RE | L | 2_LV1 | SPN(ID/-1)@05.5;SPE(ID/-1h).05;SPN(ID/-1)@04.5;SPE(ID/-1h).04;SPN(ID/-1)@03.5;SPE(ID/-1h).03;SPN(ID/-1)@02.5;SPE(ID/-1h).02;SPN(ID/-1)@01.5 | DM1R2 | 1
RE-2/3/12 | LVC(RE/-1).1A | 18.5 | RE | L | 2_LV1 | SPE(ID/-1h).06;SPN(ID/-1)@05.5;SPE(ID/-1h).05;SPN(ID/-1)@04.5;SPE(ID/-1h).04;SPN(ID/-1)@03.5;SPE(ID/-1h).03;SPN(ID/-1)@02.5;SPE(ID/-1h).02;SPN(ID/-1)@01.5 | DM1R2 | 1
RE-2/3/13 | LVC(RE/-1).2C | 11.5 | RE | L | 2_LV1 | SPN(ID/-1)@06.5;SPE(ID/-1h).07;SPN(ID/-1)@07.5;SPE(ID/-1h).08;SPN(ID/-1)@08.5 | DM1R2 | 1
RE-2/3/14 | LVC(RE/-1).2C | 10.5 | RE | L | 2_LV1 | SPE(ID/-1h).07;SPN(ID/-1)@07.5;SPE(ID/-1h).08;SPN(ID/-1)@08.5 | DM1R2 | 1
RE-2/3/15 | LVC(RE/-1).2C | 9 | RE | L | 2_LV1 | SPN(ID/-1)@07.5;SPE(ID/-1h).08;SPN(ID/-1)@08.5 | DM1R2 | 1
RE-2/3/16 | LVC(RE/-1).2C | 8 | RE | L | 2_LV1 | SPE(ID/-1h).08;SPN(ID/-1)@08.5 | DM1R2 | 1
RE-2/3/17 | LVC(RE/-1).2C | 6.5 | RE | L | 2_LV1 | SPN(ID/-1)@08.5 | DM1R2 | 1
RE-2/3/18 | LVC(RE/-1).2C | 6 | RE | L | 2_LV1 | SPE(ID/-1h).09 | DM1R2 | 1
RE-2/3/19 | LVC(RE/-1).3C | 13.5 | RE | L | 2_LV1 | SPN(ID/-1)@09.5;SPE(ID/-1h).10;SPN(ID/-1)@10.5;SPE(ID/-1h).11;SPN(ID/-1)@11.5 | DM1R2 | 1
RE-2/3/20 | LVC(RE/-1).3C | 12.5 | RE | L | 2_LV1 | SPE(ID/-1h).10;SPN(ID/-1)@10.5;SPE(ID/-1h).11;SPN(ID/-1)@11.5 | DM1R2 | 1
RE-2/3/21 | LVC(RE/-1).3C | 11 | RE | L | 2_LV1 | SPN(ID/-1)@10.5;SPE(ID/-1h).11;SPN(ID/-1)@11.5 | DM1R2 | 1
RE-2/3/22 | LVC(RE/-1).3C | 10 | RE | L | 2_LV1 | SPE(ID/-1h).11;SPN(ID/-1)@11.5 | DM1R2 | 1
RE-2/3/23 | LVC(RE/-1).3C | 8.5 | RE | L | 2_LV1 | SPN(ID/-1)@11.5 | DM1R2 | 1
RE-2/3/24 | LVC(RE/-1).3C | 9.5 | RE | L | 2_LV1 | SPE(ID/-1h).12 | DM1R2 | 1
RE-2/3/25 | LVC(RE/-1).3C | 10.5 | RE | L | 2_LV1 | SPN(ID/-1)@12.5;SPE(ID/-1h).12 | DM1R2 | 1
RE-2/3/26 | LVC(RE/-1).3C | 12 | RE | L | 2_LV1 | SPE(ID/-1h).13;SPN(ID/-1)@12.5;SPE(ID/-1h).12 | DM1R2 | 1
RE-2/3/27 | LVC(RE/-1).3C | 13 | RE | L | 2_LV1 | SPN(ID/-1)@13.5;SPE(ID/-1h).13;SPN(ID/-1)@12.5;SPE(ID/-1h).12 | DM1R2 | 1
RE-2/3/28 | LVC(RE/-1).3C | 14.5 | RE | L | 2_LV1 | SPE(ID/-1h).14;SPN(ID/-1)@13.5;SPE(ID/-1h).13;SPN(ID/-1)@12.5;SPE(ID/-1h).12 | DM1R2 | 1
RE-2/3/29 | LVC(RE/-1).3C | 16 | RE | L | 2_LV1 | SPN(ID/-1)@14.5;SPE(ID/-1h).14;SPN(ID/-1)@13.5;SPE(ID/-1h).13;SPN(ID/-1)@12.5;SPE(ID/-1h).12 | DM1R2 | 1
RE-2/3/30 | LVC(RE/-1).3C | 17 | RE | L | 2_LV1 | SPE(ID/-1h).15;SPN(ID/-1)@14.5;SPE(ID/-1h).14;SPN(ID/-1)@13.5;SPE(ID/-1h).13;SPN(ID/-1)@12.5;SPE(ID/-1h).12 | DM1R2 | 1
RE-2/3/31 | LVC(RE/-1).4C | 10.5 | RE | L | 2_LV1 | SPN(ID/-1)@15.5;SPE(ID/-1h).16 | DM1R2 | 1
RE-2/3/32 | LVC(RE/-1).4C | 9.5 | RE | L | 2_LV1 | SPE(ID/-1h).16 | DM1R2 | 1
RE-2/3/33 | LVC(RE/-1).4C | 8.5 | RE | L | 2_LV1 | SPN(ID/-1)@16.5 | DM1R2 | 1
RE-2/3/34 | LVC(RE/-1).4C | 10 | RE | L | 2_LV1 | SPE(ID/-1h).17;SPN(ID/-1)@16.5 | DM1R2 | 1
RE-2/3/35 | LVC(RE/-1).4C | 11 | RE | L | 2_LV1 | SPN(ID/-1)@17.5;SPE(ID/-1h).17;SPN(ID/-1)@16.5 | DM1R2 | 1
RE-2/3/36 | LVC(RE/-1).4C | 12.5 | RE | L | 2_LV1 | SPE(ID/-1h).18;SPN(ID/-1)@17.5;SPE(ID/-1h).17;SPN(ID/-1)@16.5 | DM1R2 | 1