## 1_CA3
SERIAL_CODE | START_POINT | START_POINT_DET | END_POINT | END_POINT_DET | LENGTH | SUBSYSTEM | ROUTING | INSTALLATION_PERIOD | TYPE | TYPE_DET | LABEL_DET | ITEM_ID
25005 | P3201 | RE+1/2/01 | X4J32 | LBC(RE/+1).1A | 10 | RE | SR2(ID/+1s).01;SPE(ID/+1s).01;SPN(ID/+1)@01.5 | DP1R12 | D | 1_CA3 | RE+1/2/01/1_CA3/LBC(RE/+1).1A | CABLERE25005
25006 | P3202 | RE+1/2/02 | X4J32 | LBC(RE/+1).1A | 9.5 | RE | SR2(ID/+1s).01;SPE(ID/+1s).01;SPN(ID/+1)@01.5 | DP1R12 | D | 1_CA3 | RE+1/2/02/1_CA3/LBC(RE/+1).1A | CABLERE25006
25007 | P3203 | RE+1/2/03 | X4J32 | LBC(RE/+1).1B | 10.5 | RE | SR2(ID/+1s).02;SPE(ID/+1s).02;SPN(ID/+1)@02.5 | DP1R12 | D | 1_CA3 | RE+1/2/03/1_CA3/LBC(RE/+1).1B | CABLERE25007
25008 | P3204 | RE+1/2/04 | X4J32 | LBC(RE/+1).1B | 10 | RE | SR2(ID/+1s).02;SPE(ID/+1s).02;SPN(ID/+1)@02.5 | DP1R12 | D | 1_CA3 | RE+1/2/04/1_CA3/LBC(RE/+1).1B | CABLERE25008
25009 | P3205 | RE+1/2/05 | X4J32 | LBC(RE/+1).1B | 10.5 | RE | SR2(ID/+1s).02;SPE(ID/+1s).02;SPN(ID/+1)@02.5 | DP1R12 | D | 1_CA3 | RE+1/2/05/1_CA3/LBC(RE/+1).1B | CABLERE25009
25010 | P3206 | RE+1/2/06 | X4J32 | LBC(RE/+1).1C | 10.5 | RE | SR2(ID/+1s).03;SPE(ID/+1s).03;SPN(ID/+1)@02.5 | DP1R12 | D | 1_CA3 | RE+1/2/06/1_CA3/LBC(RE/+1).1C | CABLERE25010
25011 | P3207 | RE+1/2/07 | X4J32 | LBC(RE/+1).1C | 11.5 | RE | SR2(ID/+1s).03;SPE(ID/+1s).03;SPN(ID/+1)@02.5 | DP1R12 | D | 1_CA3 | RE+1/2/07/1_CA3/LBC(RE/+1).1C | CABLERE25011
25012 | P3208 | RE+1/2/08 | X4J32 | LBC(RE/+1).1C | 12.5 | RE | SR2(ID/+1s).03;SPE(ID/+1s).03;SPN(ID/+1)@02.5 | DP1R12 | D | 1_CA3 | RE+1/2/08/1_CA3/LBC(RE/+1).1C | CABLERE25012
25013 | P3209 | RE+1/2/09 | X4A32 | LBC(RE/+1).2C | 14 | RE | SR2(ID/+1s).06;SPE(ID/+1s).07;SPN(ID/+1)@07.5 | DP1R12 | D | 1_CA3 | RE+1/2/09/1_CA3/LBC(RE/+1).2C | CABLERE25013
25014 | P3210 | RE+1/2/10 | X4A32 | LBC(RE/+1).2C | 13.5 | RE | SR2(ID/+1s).06;SPE(ID/+1s).07;SPN(ID/+1)@07.5 | DP1R12 | D | 1_CA3 | RE+1/2/10/1_CA3/LBC(RE/+1).2C | CABLERE25014
25015 | P3211 | RE+1/2/11 | X4A32 | LBC(RE/+1).2C | 12.5 | RE | SR2(ID/+1s).06;SPE(ID/+1s).07;SPN(ID/+1)@07.5 | DP1R12 | D | 1_CA3 | RE+1/2/11/1_CA3/LBC(RE/+1).2C | CABLERE25015
25016 | P3212 | RE+1/2/12 | X4A32 | LBC(RE/+1).2B | 12.5 | RE | SR2(ID/+1s).07;SPE(ID/+1s).07;SPN(ID/+1)@07.5 | DP1R12 | D | 1_CA3 | RE+1/2/12/1_CA3/LBC(RE/+1).2B | CABLERE25016
25017 | P3213 | RE+1/2/13 | X4A32 | LBC(RE/+1).2B | 11.5 | RE | SR2(ID/+1s).07;SPE(ID/+1s).07;SPN(ID/+1)@07.5 | DP1R12 | D | 1_CA3 | RE+1/2/13/1_CA3/LBC(RE/+1).2B | CABLERE25017
25018 | P3214 | RE+1/2/14 | X4A32 | LBC(RE/+1).2B | 10.5 | RE | SR2(ID/+1s).07;SPE(ID/+1s).07;SPN(ID/+1)@07.5 | DP1R12 | D | 1_CA3 | RE+1/2/14/1_CA3/LBC(RE/+1).2B | CABLERE25018
25019 | P3215 | RE+1/2/15 | X4A32 | LBC(RE/+1).2A | 12 | RE | SR2(ID/+1s).08;SPE(ID/+1s).08;SPN(ID/+1)@08.5 | DP1R12 | D | 1_CA3 | RE+1/2/15/1_CA3/LBC(RE/+1).2A | CABLERE25019
25020 | P3216 | RE+1/2/16 | X4A32 | LBC(RE/+1).2A | 11 | RE | SR2(ID/+1s).08;SPE(ID/+1s).08;SPN(ID/+1)@08.5 | DP1R12 | D | 1_CA3 | RE+1/2/16/1_CA3/LBC(RE/+1).2A | CABLERE25020
25021 | P3217 | RE+1/2/17 | X4A32 | LBC(RE/+1).2A | 12 | RE | SR2(ID/+1s).08;SPE(ID/+1s).08;SPN(ID/+1)@08.5 | DP1R12 | D | 1_CA3 | RE+1/2/17/1_CA3/LBC(RE/+1).2A | CABLERE25021
25022 | P3218 | RE+1/2/18 | X2A32 | LBC(RE/+1).3C | 12 | RE | SR2(ID/+1s).10;SPE(ID/+1s).10;SPN(ID/+1)@10.5 | DP1R12 | D | 1_CA3 | RE+1/2/18/1_CA3/LBC(RE/+1).3C | CABLERE25022
25023 | P3219 | RE+1/2/19 | X2A32 | LBC(RE/+1).3C | 10.5 | RE | SR2(ID/+1s).10;SPE(ID/+1s).10;SPN(ID/+1)@10.5 | DP1R12 | D | 1_CA3 | RE+1/2/19/1_CA3/LBC(RE/+1).3C | CABLERE25023
25024 | P3220 | RE+1/2/20 | X2A32 | LBC(RE/+1).3C | 10 | RE | SR2(ID/+1s).10;SPE(ID/+1s).10;SPN(ID/+1)@10.5 | DP1R12 | D | 1_CA3 | RE+1/2/20/1_CA3/LBC(RE/+1).3C | CABLERE25024
25025 | P3221 | RE+1/2/21 | X2A32 | LBC(RE/+1).3B | 16 | RE | SR2(ID/+1s).11;SPE(ID/+1s).11;SPN(ID/+1)@11.5 | DP1R12 | D | 1_CA3 | RE+1/2/21/1_CA3/LBC(RE/+1).3B | CABLERE25025
25026 | P3222 | RE+1/2/22 | X2A32 | LBC(RE/+1).3B | 15.5 | RE | SR2(ID/+1s).11;SPE(ID/+1s).11;SPN(ID/+1)@11.5 | DP1R12 | D | 1_CA3 | RE+1/2/22/1_CA3/LBC(RE/+1).3B | CABLERE25026
25027 | P3223 | RE+1/2/23 | X2A32 | LBC(RE/+1).3B | 16 | RE | SR2(ID/+1s).11;SPE(ID/+1s).11;SPN(ID/+1)@11.5 | DP1R12 | D | 1_CA3 | RE+1/2/23/1_CA3/LBC(RE/+1).3B | CABLERE25027
25028 | P3224 | RE+1/2/24 | X2A32 | LBC(RE/+1).3A | 13.5 | RE | SR2(ID/+1s).12;SPE(ID/+1s).12;SPN(ID/+1)@11.5 | DP1R12 | D | 1_CA3 | RE+1/2/24/1_CA3/LBC(RE/+1).3A | CABLERE25028
25029 | P3225 | RE+1/2/25 | X2A32 | LBC(RE/+1).3A | 14 | RE | SR2(ID/+1s).12;SPE(ID/+1s).12;SPN(ID/+1)@11.5 | DP1R12 | D | 1_CA3 | RE+1/2/25/1_CA3/LBC(RE/+1).3A | CABLERE25029
25030 | P3226 | RE+1/2/26 | X2A32 | LBC(RE/+1).3A | 15.5 | RE | SR2(ID/+1s).12;SPE(ID/+1s).12;SPN(ID/+1)@11.5 | DP1R12 | D | 1_CA3 | RE+1/2/26/1_CA3/LBC(RE/+1).3A | CABLERE25030
25031 | P3227 | RE+1/2/27 | X2J32 | LBC(RE/+1).4A | 15.5 | RE | SR2(ID/+1s).15;SPE(ID/+1s).16;SPN(ID/+1)@16.5 | DP1R12 | D | 1_CA3 | RE+1/2/27/1_CA3/LBC(RE/+1).4A | CABLERE25031
25032 | P3228 | RE+1/2/28 | X2J32 | LBC(RE/+1).4A | 15 | RE | SR2(ID/+1s).15;SPE(ID/+1s).16;SPN(ID/+1)@16.5 | DP1R12 | D | 1_CA3 | RE+1/2/28/1_CA3/LBC(RE/+1).4A | CABLERE25032
25033 | P3229 | RE+1/2/29 | X2J32 | LBC(RE/+1).4A | 14 | RE | SR2(ID/+1s).15;SPE(ID/+1s).16;SPN(ID/+1)@16.5 | DP1R12 | D | 1_CA3 | RE+1/2/29/1_CA3/LBC(RE/+1).4A | CABLERE25033
25034 | P3230 | RE+1/2/30 | X2J32 | LBC(RE/+1).4B | 15.5 | RE | SR2(ID/+1s).16;SPE(ID/+1s).16;SPN(ID/+1)@16.5 | DP1R12 | D | 1_CA3 | RE+1/2/30/1_CA3/LBC(RE/+1).4B | CABLERE25034
25035 | P3231 | RE+1/2/31 | X2J32 | LBC(RE/+1).4B | 14 | RE | SR2(ID/+1s).16;SPE(ID/+1s).16;SPN(ID/+1)@16.5 | DP1R12 | D | 1_CA3 | RE+1/2/31/1_CA3/LBC(RE/+1).4B | CABLERE25035
25036 | P3232 | RE+1/2/32 | X2J32 | LBC(RE/+1).4B | 13.5 | RE | SR2(ID/+1s).16;SPE(ID/+1s).16;SPN(ID/+1)@16.5 | DP1R12 | D | 1_CA3 | RE+1/2/32/1_CA3/LBC(RE/+1).4B | CABLERE25036
25037 | P3233 | RE+1/2/33 | X2J32 | LBC(RE/+1).4C | 10.5 | RE | SR2(ID/+1s).17;SPE(ID/+1s).17;SPN(ID/+1)@17.5 | DP1R12 | D | 1_CA3 | RE+1/2/33/1_CA3/LBC(RE/+1).4C | CABLERE25037
25038 | P3234 | RE+1/2/34 | X2J32 | LBC(RE/+1).4C | 10 | RE | SR2(ID/+1s).17;SPE(ID/+1s).17;SPN(ID/+1)@17.5 | DP1R12 | D | 1_CA3 | RE+1/2/34/1_CA3/LBC(RE/+1).4C | CABLERE25038
25039 | P3235 | RE+1/2/35 | X2J32 | LBC(RE/+1).4C | 10.5 | RE | SR2(ID/+1s).17;SPE(ID/+1s).17;SPN(ID/+1)@17.5 | DP1R12 | D | 1_CA3 | RE+1/2/35/1_CA3/LBC(RE/+1).4C | CABLERE25039
25040 | P3236 | RE+1/2/36 | X4J32 | LBC(RE/+1).1A | 11.5 | RE | SR2(ID/+1s).01;SPE(ID/+1s).01;SPN(ID/+1)@01.5 | DP1R12 | D | 1_CA3 | RE+1/2/36/1_CA3/LBC(RE/+1).1A | CABLERE25040
25041 | P3301 | RE+1/3/01 | X4J32 | LBC(RE/+1).1A | 8 | RE | SPE(ID/+1s).01;SPN(ID/+1)@01.5 | DP1R13 | D | 1_CA3 | RE+1/3/01/1_CA3/LBC(RE/+1).1A | CABLERE25041
25042 | P3302 | RE+1/3/02 | X4J32 | LBC(RE/+1).1A | 7 | RE | SPE(ID/+1s).01;SPN(ID/+1)@01.5 | DP1R13 | D | 1_CA3 | RE+1/3/02/1_CA3/LBC(RE/+1).1A | CABLERE25042
25043 | P3303 | RE+1/3/03 | X4J32 | LBC(RE/+1).1B | 10 | RE | SPE(ID/+1s).02;SPN(ID/+1)@02.5 | DP1R13 | D | 1_CA3 | RE+1/3/03/1_CA3/LBC(RE/+1).1B | CABLERE25043
25044 | P3304 | RE+1/3/04 | X4J32 | LBC(RE/+1).1B | 7.5 | RE | SPE(ID/+1s).02;SPN(ID/+1)@02.5 | DP1R13 | D | 1_CA3 | RE+1/3/04/1_CA3/LBC(RE/+1).1B | CABLERE25044
25045 | P3305 | RE+1/3/05 | X4J32 | LBC(RE/+1).1B | 7 | RE | SPE(ID/+1s).02;SPN(ID/+1)@02.5 | DP1R13 | D | 1_CA3 | RE+1/3/05/1_CA3/LBC(RE/+1).1B | CABLERE25045
25046 | P3306 | RE+1/3/06 | X4J32 | LBC(RE/+1).1C | 8.5 | RE | SPE(ID/+1s).03;SPN(ID/+1)@02.5 | DP1R13 | D | 1_CA3 | RE+1/3/06/1_CA3/LBC(RE/+1).1C | CABLERE25046
25047 | P3307 | RE+1/3/07 | X4J32 | LBC(RE/+1).1C | 9.5 | RE | SPE(ID/+1s).03;SPN(ID/+1)@02.5 | DP1R13 | D | 1_CA3 | RE+1/3/07/1_CA3/LBC(RE/+1).1C | CABLERE25047
25048 | P3308 | RE+1/3/08 | X4J32 | LBC(RE/+1).1C | 11 | RE | SPE(ID/+1s).03;SPN(ID/+1)@02.5 | DP1R13 | D | 1_CA3 | RE+1/3/08/1_CA3/LBC(RE/+1).1C | CABLERE25048
25049 | P3309 | RE+1/3/09 | X4A32 | LBC(RE/+1).2C | 15 | RE | SPE(ID/+1s).05;SPN(ID/+1)@05.5;SPN(ID/+1)@06.5;SPN(ID/+1)@07.5 | DP1R13 | D | 1_CA3 | RE+1/3/09/1_CA3/LBC(RE/+1).2C | CABLERE25049
25050 | P3310 | RE+1/3/10 | X4A32 | LBC(RE/+1).2C | 13.5 | RE | SPE(ID/+1s).05;SPN(ID/+1)@05.5;SPN(ID/+1)@06.5;SPN(ID/+1)@07.5 | DP1R13 | D | 1_CA3 | RE+1/3/10/1_CA3/LBC(RE/+1).2C | CABLERE25050
25051 | P3311 | RE+1/3/11 | X4A32 | LBC(RE/+1).2C | 12.5 | RE | SPE(ID/+1s).05;SPN(ID/+1)@05.5;SPN(ID/+1)@06.5;SPN(ID/+1)@07.5 | DP1R13 | D | 1_CA3 | RE+1/3/11/1_CA3/LBC(RE/+1).2C | CABLERE25051
25052 | P3312 | RE+1/3/12 | X4A32 | LBC(RE/+1).2B | 11 | RE | SPE(ID/+1s).07;SPN(ID/+1)@07.5 | DP1R13 | D | 1_CA3 | RE+1/3/12/1_CA3/LBC(RE/+1).2B | CABLERE25052
25053 | P3313 | RE+1/3/13 | X4A32 | LBC(RE/+1).2B | 9.5 | RE | SPE(ID/+1s).07;SPN(ID/+1)@07.5 | DP1R13 | D | 1_CA3 | RE+1/3/13/1_CA3/LBC(RE/+1).2B | CABLERE25053
25054 | P3314 | RE+1/3/14 | X4A32 | LBC(RE/+1).2B | 8.5 | RE | SPE(ID/+1s).07;SPN(ID/+1)@07.5 | DP1R13 | D | 1_CA3 | RE+1/3/14/1_CA3/LBC(RE/+1).2B | CABLERE25054
25055 | P3315 | RE+1/3/15 | X4A32 | LBC(RE/+1).2A | 9 | RE | SPE(ID/+1s).08;SPN(ID/+1)@08.5 | DP1R13 | D | 1_CA3 | RE+1/3/15/1_CA3/LBC(RE/+1).2A | CABLERE25055
25056 | P3316 | RE+1/3/16 | X4A32 | LBC(RE/+1).2A | 7.5 | RE | SPE(ID/+1s).08;SPN(ID/+1)@08.5 | DP1R13 | D | 1_CA3 | RE+1/3/16/1_CA3/LBC(RE/+1).2A | CABLERE25056
25057 | P3317 | RE+1/3/17 | X4A32 | LBC(RE/+1).2A | 7.5 | RE | SPE(ID/+1s).08;SPN(ID/+1)@08.5 | DP1R13 | D | 1_CA3 | RE+1/3/17/1_CA3/LBC(RE/+1).2A | CABLERE25057
25058 | P3318 | RE+1/3/18 | X2A32 | LBC(RE/+1).3C | 10 | RE | SPE(ID/+1s).10;SPN(ID/+1)@10.5 | DP1R13 | D | 1_CA3 | RE+1/3/18/1_CA3/LBC(RE/+1).3C | CABLERE25058
25059 | P3319 | RE+1/3/19 | X2A32 | LBC(RE/+1).3C | 9 | RE | SPE(ID/+1s).10;SPN(ID/+1)@10.5 | DP1R13 | D | 1_CA3 | RE+1/3/19/1_CA3/LBC(RE/+1).3C | CABLERE25059
25060 | P3320 | RE+1/3/20 | X2A32 | LBC(RE/+1).3C | 7.5 | RE | SPE(ID/+1s).10;SPN(ID/+1)@10.5 | DP1R13 | D | 1_CA3 | RE+1/3/20/1_CA3/LBC(RE/+1).3C | CABLERE25060
25061 | P3321 | RE+1/3/21 | X2A32 | LBC(RE/+1).3B | 14.5 | RE | SPE(ID/+1s).11;SPN(ID/+1)@11.5 | DP1R13 | D | 1_CA3 | RE+1/3/21/1_CA3/LBC(RE/+1).3B | CABLERE25061
25062 | P3322 | RE+1/3/22 | X2A32 | LBC(RE/+1).3B | 13 | RE | SPE(ID/+1s).11;SPN(ID/+1)@11.5 | DP1R13 | D | 1_CA3 | RE+1/3/22/1_CA3/LBC(RE/+1).3B | CABLERE25062
25063 | P3323 | RE+1/3/23 | X2A32 | LBC(RE/+1).3B | 12 | RE | SPE(ID/+1s).11;SPN(ID/+1)@11.5 | DP1R13 | D | 1_CA3 | RE+1/3/23/1_CA3/LBC(RE/+1).3B | CABLERE25063
25064 | P3324 | RE+1/3/24 | X2A32 | LBC(RE/+1).3A | 11 | RE | SPE(ID/+1s).12;SPN(ID/+1)@11.5 | DP1R13 | D | 1_CA3 | RE+1/3/24/1_CA3/LBC(RE/+1).3A | CABLERE25064
25065 | P3325 | RE+1/3/25 | X2A32 | LBC(RE/+1).3A | 12 | RE | SPE(ID/+1s).12;SPN(ID/+1)@11.5 | DP1R13 | D | 1_CA3 | RE+1/3/25/1_CA3/LBC(RE/+1).3A | CABLERE25065
25066 | P3326 | RE+1/3/26 | X2A32 | LBC(RE/+1).3A | 13.5 | RE | SPE(ID/+1s).12;SPN(ID/+1)@11.5 | DP1R13 | D | 1_CA3 | RE+1/3/26/1_CA3/LBC(RE/+1).3A | CABLERE25066
25067 | P3327 | RE+1/3/27 | X2J32 | LBC(RE/+1).4A | 17.5 | RE | SPE(ID/+1s).14;SPN(ID/+1)@14.5;SPN(ID/+1)@15.5;SPN(ID/+1)@16.5 | DP1R13 | D | 1_CA3 | RE+1/3/27/1_CA3/LBC(RE/+1).4A | CABLERE25067
25068 | P3328 | RE+1/3/28 | X2J32 | LBC(RE/+1).4A | 16 | RE | SPE(ID/+1s).14;SPN(ID/+1)@14.5;SPN(ID/+1)@15.5;SPN(ID/+1)@16.5 | DP1R13 | D | 1_CA3 | RE+1/3/28/1_CA3/LBC(RE/+1).4A | CABLERE25068
25069 | P3329 | RE+1/3/29 | X2J32 | LBC(RE/+1).4A | 15 | RE | SPE(ID/+1s).14;SPN(ID/+1)@14.5;SPN(ID/+1)@15.5;SPN(ID/+1)@16.5 | DP1R13 | D | 1_CA3 | RE+1/3/29/1_CA3/LBC(RE/+1).4A | CABLERE25069
25070 | P3330 | RE+1/3/30 | X2J32 | LBC(RE/+1).4B | 13.5 | RE | SPE(ID/+1s).16;SPN(ID/+1)@16.5 | DP1R13 | D | 1_CA3 | RE+1/3/30/1_CA3/LBC(RE/+1).4B | CABLERE25070
25071 | P3331 | RE+1/3/31 | X2J32 | LBC(RE/+1).4B | 12 | RE | SPE(ID/+1s).16;SPN(ID/+1)@16.5 | DP1R13 | D | 1_CA3 | RE+1/3/31/1_CA3/LBC(RE/+1).4B | CABLERE25071
25072 | P3332 | RE+1/3/32 | X2J32 | LBC(RE/+1).4B | 11 | RE | SPE(ID/+1s).16;SPN(ID/+1)@16.5 | DP1R13 | D | 1_CA3 | RE+1/3/32/1_CA3/LBC(RE/+1).4B | CABLERE25072
25073 | P3333 | RE+1/3/33 | X2J32 | LBC(RE/+1).4C | 9 | RE | SPE(ID/+1s).17;SPN(ID/+1)@17.5 | DP1R13 | D | 1_CA3 | RE+1/3/33/1_CA3/LBC(RE/+1).4C | CABLERE25073
25074 | P3334 | RE+1/3/34 | X2J32 | LBC(RE/+1).4C | 7.5 | RE | SPE(ID/+1s).17;SPN(ID/+1)@17.5 | DP1R13 | D | 1_CA3 | RE+1/3/34/1_CA3/LBC(RE/+1).4C | CABLERE25074
25075 | P3335 | RE+1/3/35 | X2J32 | LBC(RE/+1).4C | 7 | RE | SPE(ID/+1s).17;SPN(ID/+1)@17.5 | DP1R13 | D | 1_CA3 | RE+1/3/35/1_CA3/LBC(RE/+1).4C | CABLERE25075
25076 | P3336 | RE+1/3/36 | X4J32 | LBC(RE/+1).1A | 9.5 | RE | SPE(ID/+1s).01;SPN(ID/+1)@01.5 | DP1R13 | D | 1_CA3 | RE+1/3/36/1_CA3/LBC(RE/+1).1A | CABLERE25076
25077 | M3201 | RE-1/2/01 | X4V32 | LBC(RE/-1).1A | 10 | RE | SR2(ID/-1s).01;SPE(ID/-1s).01;SPN(ID/-1)@01.5 | DM1R12 | D | 1_CA3 | RE-1/2/01/1_CA3/LBC(RE/-1).1A | CABLERE25077
25078 | M3202 | RE-1/2/02 | X4V32 | LBC(RE/-1).1A | 9.5 | RE | SR2(ID/-1s).01;SPE(ID/-1s).01;SPN(ID/-1)@01.5 | DM1R12 | D | 1_CA3 | RE-1/2/02/1_CA3/LBC(RE/-1).1A | CABLERE25078
25079 | M3203 | RE-1/2/03 | X4V32 | LBC(RE/-1).1B | 10.5 | RE | SR2(ID/-1s).02;SPE(ID/-1s).02;SPN(ID/-1)@02.5 | DM1R12 | D | 1_CA3 | RE-1/2/03/1_CA3/LBC(RE/-1).1B | CABLERE25079
25080 | M3204 | RE-1/2/04 | X4V32 | LBC(RE/-1).1B | 10 | RE | SR2(ID/-1s).02;SPE(ID/-1s).02;SPN(ID/-1)@02.5 | DM1R12 | D | 1_CA3 | RE-1/2/04/1_CA3/LBC(RE/-1).1B | CABLERE25080
25081 | M3205 | RE-1/2/05 | X4V32 | LBC(RE/-1).1B | 10.5 | RE | SR2(ID/-1s).02;SPE(ID/-1s).02;SPN(ID/-1)@02.5 | DM1R12 | D | 1_CA3 | RE-1/2/05/1_CA3/LBC(RE/-1).1B | CABLERE25081
25082 | M3206 | RE-1/2/06 | X4V32 | LBC(RE/-1).1C | 10.5 | RE | SR2(ID/-1s).03;SPE(ID/-1s).03;SPN(ID/-1)@02.5 | DM1R12 | D | 1_CA3 | RE-1/2/06/1_CA3/LBC(RE/-1).1C | CABLERE25082
25083 | M3207 | RE-1/2/07 | X4V32 | LBC(RE/-1).1C | 11.5 | RE | SR2(ID/-1s).03;SPE(ID/-1s).03;SPN(ID/-1)@02.5 | DM1R12 | D | 1_CA3 | RE-1/2/07/1_CA3/LBC(RE/-1).1C | CABLERE25083
25084 | M3208 | RE-1/2/08 | X4V32 | LBC(RE/-1).1C | 12.5 | RE | SR2(ID/-1s).03;SPE(ID/-1s).03;SPN(ID/-1)@02.5 | DM1R12 | D | 1_CA3 | RE-1/2/08/1_CA3/LBC(RE/-1).1C | CABLERE25084
25085 | M3209 | RE-1/2/09 | X4S32 | LBC(RE/-1).2C | 14 | RE | SR2(ID/-1s).06;SPE(ID/-1s).07;SPN(ID/-1)@07.5 | DM1R12 | D | 1_CA3 | RE-1/2/09/1_CA3/LBC(RE/-1).2C | CABLERE25085
25086 | M3210 | RE-1/2/10 | X4S32 | LBC(RE/-1).2C | 13.5 | RE | SR2(ID/-1s).06;SPE(ID/-1s).07;SPN(ID/-1)@07.5 | DM1R12 | D | 1_CA3 | RE-1/2/10/1_CA3/LBC(RE/-1).2C | CABLERE25086
25087 | M3211 | RE-1/2/11 | X4S32 | LBC(RE/-1).2C | 12.5 | RE | SR2(ID/-1s).06;SPE(ID/-1s).07;SPN(ID/-1)@07.5 | DM1R12 | D | 1_CA3 | RE-1/2/11/1_CA3/LBC(RE/-1).2C | CABLERE25087
25088 | M3212 | RE-1/2/12 | X4S32 | LBC(RE/-1).2B | 12.5 | RE | SR2(ID/-1s).07;SPE(ID/-1s).07;SPN(ID/-1)@07.5 | DM1R12 | D | 1_CA3 | RE-1/2/12/1_CA3/LBC(RE/-1).2B | CABLERE25088
25089 | M3213 | RE-1/2/13 | X4S32 | LBC(RE/-1).2B | 11.5 | RE | SR2(ID/-1s).07;SPE(ID/-1s).07;SPN(ID/-1)@07.5 | DM1R12 | D | 1_CA3 | RE-1/2/13/1_CA3/LBC(RE/-1).2B | CABLERE25089
25090 | M3214 | RE-1/2/14 | X4S32 | LBC(RE/-1).2B | 10.5 | RE | SR2(ID/-1s).07;SPE(ID/-1s).07;SPN(ID/-1)@07.5 | DM1R12 | D | 1_CA3 | RE-1/2/14/1_CA3/LBC(RE/-1).2B | CABLERE25090
25091 | M3215 | RE-1/2/15 | X4S32 | LBC(RE/-1).2A | 12 | RE | SR2(ID/-1s).08;SPE(ID/-1s).08;SPN(ID/-1)@08.5 | DM1R12 | D | 1_CA3 | RE-1/2/15/1_CA3/LBC(RE/-1).2A | CABLERE25091
25092 | M3216 | RE-1/2/16 | X4S32 | LBC(RE/-1).2A | 11 | RE | SR2(ID/-1s).08;SPE(ID/-1s).08;SPN(ID/-1)@08.5 | DM1R12 | D | 1_CA3 | RE-1/2/16/1_CA3/LBC(RE/-1).2A | CABLERE25092
25093 | M3217 | RE-1/2/17 | X4S32 | LBC(RE/-1).2A | 12 | RE | SR2(ID/-1s).08;SPE(ID/-1s).08;SPN(ID/-1)@08.5 | DM1R12 | D | 1_CA3 | RE-1/2/17/1_CA3/LBC(RE/-1).2A | CABLERE25093
25094 | M3218 | RE-1/2/18 | X2S32 | LBC(RE/-1).3C | 12 | RE | SR2(ID/-1s).10;SPE(ID/-1s).10;SPN(ID/-1)@10.5 | DM1R12 | D | 1_CA3 | RE-1/2/18/1_CA3/LBC(RE/-1).3C | CABLERE25094
25095 | M3219 | RE-1/2/19 | X2S32 | LBC(RE/-1).3C | 10.5 | RE | SR2(ID/-1s).10;SPE(ID/-1s).10;SPN(ID/-1)@10.5 | DM1R12 | D | 1_CA3 | RE-1/2/19/1_CA3/LBC(RE/-1).3C | CABLERE25095
25096 | M3220 | RE-1/2/20 | X2S32 | LBC(RE/-1).3C | 10 | RE | SR2(ID/-1s).10;SPE(ID/-1s).10;SPN(ID/-1)@10.5 | DM1R12 | D | 1_CA3 | RE-1/2/20/1_CA3/LBC(RE/-1).3C | CABLERE25096
25097 | M3221 | RE-1/2/21 | X2S32 | LBC(RE/-1).3B | 16 | RE | SR2(ID/-1s).11;SPE(ID/-1s).11;SPN(ID/-1)@11.5 | DM1R12 | D | 1_CA3 | RE-1/2/21/1_CA3/LBC(RE/-1).3B | CABLERE25097
25098 | M3222 | RE-1/2/22 | X2S32 | LBC(RE/-1).3B | 15.5 | RE | SR2(ID/-1s).11;SPE(ID/-1s).11;SPN(ID/-1)@11.5 | DM1R12 | D | 1_CA3 | RE-1/2/22/1_CA3/LBC(RE/-1).3B | CABLERE25098
25099 | M3223 | RE-1/2/23 | X2S32 | LBC(RE/-1).3B | 16 | RE | SR2(ID/-1s).11;SPE(ID/-1s).11;SPN(ID/-1)@11.5 | DM1R12 | D | 1_CA3 | RE-1/2/23/1_CA3/LBC(RE/-1).3B | CABLERE25099
25100 | M3224 | RE-1/2/24 | X2S32 | LBC(RE/-1).3A | 13.5 | RE | SR2(ID/-1s).12;SPE(ID/-1s).12;SPN(ID/-1)@11.5 | DM1R12 | D | 1_CA3 | RE-1/2/24/1_CA3/LBC(RE/-1).3A | CABLERE25100
25101 | M3225 | RE-1/2/25 | X2S32 | LBC(RE/-1).3A | 14 | RE | SR2(ID/-1s).12;SPE(ID/-1s).12;SPN(ID/-1)@11.5 | DM1R12 | D | 1_CA3 | RE-1/2/25/1_CA3/LBC(RE/-1).3A | CABLERE25101
25102 | M3226 | RE-1/2/26 | X2S32 | LBC(RE/-1).3A | 15.5 | RE | SR2(ID/-1s).12;SPE(ID/-1s).12;SPN(ID/-1)@11.5 | DM1R12 | D | 1_CA3 | RE-1/2/26/1_CA3/LBC(RE/-1).3A | CABLERE25102
25103 | M3227 | RE-1/2/27 | X2V32 | LBC(RE/-1).4A | 15.5 | RE | SR2(ID/-1s).15;SPE(ID/-1s).16;SPN(ID/-1)@16.5 | DM1R12 | D | 1_CA3 | RE-1/2/27/1_CA3/LBC(RE/-1).4A | CABLERE25103
25104 | M3228 | RE-1/2/28 | X2V32 | LBC(RE/-1).4A | 15 | RE | SR2(ID/-1s).15;SPE(ID/-1s).16;SPN(ID/-1)@16.5 | DM1R12 | D | 1_CA3 | RE-1/2/28/1_CA3/LBC(RE/-1).4A | CABLERE25104
25105 | M3229 | RE-1/2/29 | X2V32 | LBC(RE/-1).4A | 14 | RE | SR2(ID/-1s).15;SPE(ID/-1s).16;SPN(ID/-1)@16.5 | DM1R12 | D | 1_CA3 | RE-1/2/29/1_CA3/LBC(RE/-1).4A | CABLERE25105
25106 | M3230 | RE-1/2/30 | X2V32 | LBC(RE/-1).4B | 15.5 | RE | SR2(ID/-1s).16;SPE(ID/-1s).16;SPN(ID/-1)@16.5 | DM1R12 | D | 1_CA3 | RE-1/2/30/1_CA3/LBC(RE/-1).4B | CABLERE25106
25107 | M3231 | RE-1/2/31 | X2V32 | LBC(RE/-1).4B | 14 | RE | SR2(ID/-1s).16;SPE(ID/-1s).16;SPN(ID/-1)@16.5 | DM1R12 | D | 1_CA3 | RE-1/2/31/1_CA3/LBC(RE/-1).4B | CABLERE25107
25108 | M3232 | RE-1/2/32 | X2V32 | LBC(RE/-1).4B | 13.5 | RE | SR2(ID/-1s).16;SPE(ID/-1s).16;SPN(ID/-1)@16.5 | DM1R12 | D | 1_CA3 | RE-1/2/32/1_CA3/LBC(RE/-1).4B | CABLERE25108
25109 | M3233 | RE-1/2/33 | X2V32 | LBC(RE/-1).4C | 10.5 | RE | SR2(ID/-1s).17;SPE(ID/-1s).17;SPN(ID/-1)@17.5 | DM1R12 | D | 1_CA3 | RE-1/2/33/1_CA3/LBC(RE/-1).4C | CABLERE25109
25110 | M3234 | RE-1/2/34 | X2V32 | LBC(RE/-1).4C | 10 | RE | SR2(ID/-1s).17;SPE(ID/-1s).17;SPN(ID/-1)@17.5 | DM1R12 | D | 1_CA3 | RE-1/2/34/1_CA3/LBC(RE/-1).4C | CABLERE25110
25111 | M3235 | RE-1/2/35 | X2V32 | LBC(RE/-1).4C | 10.5 | RE | SR2(ID/-1s).17;SPE(ID/-1s).17;SPN(ID/-1)@17.5 | DM1R12 | D | 1_CA3 | RE-1/2/35/1_CA3/LBC(RE/-1).4C | CABLERE25111
25112 | M3236 | RE-1/2/36 | X4V32 | LBC(RE/-1).1A | 11.5 | RE | SR2(ID/-1s).01;SPE(ID/-1s).01;SPN(ID/-1)@01.5 | DM1R12 | D | 1_CA3 | RE-1/2/36/1_CA3/LBC(RE/-1).1A | CABLERE25112
25113 | M3301 | RE-1/3/01 | X4V32 | LBC(RE/-1).1A | 8 | RE | SPE(ID/-1s).01;SPN(ID/-1)@01.5 | DM1R13 | D | 1_CA3 | RE-1/3/01/1_CA3/LBC(RE/-1).1A | CABLERE25113
25114 | M3302 | RE-1/3/02 | X4V32 | LBC(RE/-1).1A | 7 | RE | SPE(ID/-1s).01;SPN(ID/-1)@01.5 | DM1R13 | D | 1_CA3 | RE-1/3/02/1_CA3/LBC(RE/-1).1A | CABLERE25114
25115 | M3303 | RE-1/3/03 | X4V32 | LBC(RE/-1).1B | 10 | RE | SPE(ID/-1s).02;SPN(ID/-1)@02.5 | DM1R13 | D | 1_CA3 | RE-1/3/03/1_CA3/LBC(RE/-1).1B | CABLERE25115
25116 | M3304 | RE-1/3/04 | X4V32 | LBC(RE/-1).1B | 7.5 | RE | SPE(ID/-1s).02;SPN(ID/-1)@02.5 | DM1R13 | D | 1_CA3 | RE-1/3/04/1_CA3/LBC(RE/-1).1B | CABLERE25116
25117 | M3305 | RE-1/3/05 | X4V32 | LBC(RE/-1).1B | 7 | RE | SPE(ID/-1s).02;SPN(ID/-1)@02.5 | DM1R13 | D | 1_CA3 | RE-1/3/05/1_CA3/LBC(RE/-1).1B | CABLERE25117
25118 | M3306 | RE-1/3/06 | X4V32 | LBC(RE/-1).1C | 8.5 | RE | SPE(ID/-1s).03;SPN(ID/-1)@02.5 | DM1R13 | D | 1_CA3 | RE-1/3/06/1_CA3/LBC(RE/-1).1C | CABLERE25118
25119 | M3307 | RE-1/3/07 | X4V32 | LBC(RE/-1).1C | 9.5 | RE | SPE(ID/-1s).03;SPN(ID/-1)@02.5 | DM1R13 | D | 1_CA3 | RE-1/3/07/1_CA3/LBC(RE/-1).1C | CABLERE25119
25120 | M3308 | RE-1/3/08 | X4V32 | LBC(RE/-1).1C | 11 | RE | SPE(ID/-1s).03;SPN(ID/-1)@02.5 | DM1R13 | D | 1_CA3 | RE-1/3/08/1_CA3/LBC(RE/-1).1C | CABLERE25120
25121 | M3309 | RE-1/3/09 | X4S32 | LBC(RE/-1).2C | 15 | RE | SPE(ID/-1s).05;SPN(ID/-1)@05.5;SPN(ID/-1)@06.5;SPN(ID/-1)@07.5 | DM1R13 | D | 1_CA3 | RE-1/3/09/1_CA3/LBC(RE/-1).2C | CABLERE25121
25122 | M3310 | RE-1/3/10 | X4S32 | LBC(RE/-1).2C | 13.5 | RE | SPE(ID/-1s).05;SPN(ID/-1)@05.5;SPN(ID/-1)@06.5;SPN(ID/-1)@07.5 | DM1R13 | D | 1_CA3 | RE-1/3/10/1_CA3/LBC(RE/-1).2C | CABLERE25122
25123 | M3311 | RE-1/3/11 | X4S32 | LBC(RE/-1).2C | 12.5 | RE | SPE(ID/-1s).05;SPN(ID/-1)@05.5;SPN(ID/-1)@06.5;SPN(ID/-1)@07.5 | DM1R13 | D | 1_CA3 | RE-1/3/11/1_CA3/LBC(RE/-1).2C | CABLERE25123
25124 | M3312 | RE-1/3/12 | X4S32 | LBC(RE/-1).2B | 11 | RE | SPE(ID/-1s).07;SPN(ID/-1)@07.5 | DM1R13 | D | 1_CA3 | RE-1/3/12/1_CA3/LBC(RE/-1).2B | CABLERE25124
25125 | M3313 | RE-1/3/13 | X4S32 | LBC(RE/-1).2B | 9.5 | RE | SPE(ID/-1s).07;SPN(ID/-1)@07.5 | DM1R13 | D | 1_CA3 | RE-1/3/13/1_CA3/LBC(RE/-1).2B | CABLERE25125
25126 | M3314 | RE-1/3/14 | X4S32 | LBC(RE/-1).2B | 8.5 | RE | SPE(ID/-1s).07;SPN(ID/-1)@07.5 | DM1R13 | D | 1_CA3 | RE-1/3/14/1_CA3/LBC(RE/-1).2B | CABLERE25126
25127 | M3315 | RE-1/3/15 | X4S32 | LBC(RE/-1).2A | 9 | RE | SPE(ID/-1s).08;SPN(ID/-1)@08.5 | DM1R13 | D | 1_CA3 | RE-1/3/15/1_CA3/LBC(RE/-1).2A | CABLERE25127
25128 | M3316 | RE-1/3/16 | X4S32 | LBC(RE/-1).2A | 7.5 | RE | SPE(ID/-1s).08;SPN(ID/-1)@08.5 | DM1R13 | D | 1_CA3 | RE-1/3/16/1_CA3/LBC(RE/-1).2A | CABLERE25128
25129 | M3317 | RE-1/3/17 | X4S32 | LBC(RE/-1).2A | 7.5 | RE | SPE(ID/-1s).08;SPN(ID/-1)@08.5 | DM1R13 | D | 1_CA3 | RE-1/3/17/1_CA3/LBC(RE/-1).2A | CABLERE25129
25130 | M3318 | RE-1/3/18 | X2S32 | LBC(RE/-1).3C | 10 | RE | SPE(ID/-1s).10;SPN(ID/-1)@10.5 | DM1R13 | D | 1_CA3 | RE-1/3/18/1_CA3/LBC(RE/-1).3C | CABLERE25130
25131 | M3319 | RE-1/3/19 | X2S32 | LBC(RE/-1).3C | 9 | RE | SPE(ID/-1s).10;SPN(ID/-1)@10.5 | DM1R13 | D | 1_CA3 | RE-1/3/19/1_CA3/LBC(RE/-1).3C | CABLERE25131
25132 | M3320 | RE-1/3/20 | X2S32 | LBC(RE/-1).3C | 7.5 | RE | SPE(ID/-1s).10;SPN(ID/-1)@10.5 | DM1R13 | D | 1_CA3 | RE-1/3/20/1_CA3/LBC(RE/-1).3C | CABLERE25132
25133 | M3321 | RE-1/3/21 | X2S32 | LBC(RE/-1).3B | 14.5 | RE | SPE(ID/-1s).11;SPN(ID/-1)@11.5 | DM1R13 | D | 1_CA3 | RE-1/3/21/1_CA3/LBC(RE/-1).3B | CABLERE25133
25134 | M3322 | RE-1/3/22 | X2S32 | LBC(RE/-1).3B | 13 | RE | SPE(ID/-1s).11;SPN(ID/-1)@11.5 | DM1R13 | D | 1_CA3 | RE-1/3/22/1_CA3/LBC(RE/-1).3B | CABLERE25134
25135 | M3323 | RE-1/3/23 | X2S32 | LBC(RE/-1).3B | 12 | RE | SPE(ID/-1s).11;SPN(ID/-1)@11.5 | DM1R13 | D | 1_CA3 | RE-1/3/23/1_CA3/LBC(RE/-1).3B | CABLERE25135
25136 | M3324 | RE-1/3/24 | X2S32 | LBC(RE/-1).3A | 11 | RE | SPE(ID/-1s).12;SPN(ID/-1)@11.5 | DM1R13 | D | 1_CA3 | RE-1/3/24/1_CA3/LBC(RE/-1).3A | CABLERE25136
25137 | M3325 | RE-1/3/25 | X2S32 | LBC(RE/-1).3A | 12 | RE | SPE(ID/-1s).12;SPN(ID/-1)@11.5 | DM1R13 | D | 1_CA3 | RE-1/3/25/1_CA3/LBC(RE/-1).3A | CABLERE25137
25138 | M3326 | RE-1/3/26 | X2S32 | LBC(RE/-1).3A | 13.5 | RE | SPE(ID/-1s).12;SPN(ID/-1)@11.5 | DM1R13 | D | 1_CA3 | RE-1/3/26/1_CA3/LBC(RE/-1).3A | CABLERE25138
25139 | M3327 | RE-1/3/27 | X2V32 | LBC(RE/-1).4A | 17.5 | RE | SPE(ID/-1s).14;SPN(ID/-1)@14.5;SPN(ID/-1)@15.5;SPN(ID/-1)@16.5 | DM1R13 | D | 1_CA3 | RE-1/3/27/1_CA3/LBC(RE/-1).4A | CABLERE25139
25140 | M3328 | RE-1/3/28 | X2V32 | LBC(RE/-1).4A | 16 | RE | SPE(ID/-1s).14;SPN(ID/-1)@14.5;SPN(ID/-1)@15.5;SPN(ID/-1)@16.5 | DM1R13 | D | 1_CA3 | RE-1/3/28/1_CA3/LBC(RE/-1).4A | CABLERE25140
25141 | M3329 | RE-1/3/29 | X2V32 | LBC(RE/-1).4A | 15 | RE | SPE(ID/-1s).14;SPN(ID/-1)@14.5;SPN(ID/-1)@15.5;SPN(ID/-1)@16.5 | DM1R13 | D | 1_CA3 | RE-1/3/29/1_CA3/LBC(RE/-1).4A | CABLERE25141
25142 | M3330 | RE-1/3/30 | X2V32 | LBC(RE/-1).4B | 13.5 | RE | SPE(ID/-1s).16;SPN(ID/-1)@16.5 | DM1R13 | D | 1_CA3 | RE-1/3/30/1_CA3/LBC(RE/-1).4B | CABLERE25142
25143 | M3331 | RE-1/3/31 | X2V32 | LBC(RE/-1).4B | 12 | RE | SPE(ID/-1s).16;SPN(ID/-1)@16.5 | DM1R13 | D | 1_CA3 | RE-1/3/31/1_CA3/LBC(RE/-1).4B | CABLERE25143
25144 | M3332 | RE-1/3/32 | X2V32 | LBC(RE/-1).4B | 11 | RE | SPE(ID/-1s).16;SPN(ID/-1)@16.5 | DM1R13 | D | 1_CA3 | RE-1/3/32/1_CA3/LBC(RE/-1).4B | CABLERE25144
25145 | M3333 | RE-1/3/33 | X2V32 | LBC(RE/-1).4C | 9 | RE | SPE(ID/-1s).17;SPN(ID/-1)@17.5 | DM1R13 | D | 1_CA3 | RE-1/3/33/1_CA3/LBC(RE/-1).4C | CABLERE25145
25146 | M3334 | RE-1/3/34 | X2V32 | LBC(RE/-1).4C | 7.5 | RE | SPE(ID/-1s).17;SPN(ID/-1)@17.5 | DM1R13 | D | 1_CA3 | RE-1/3/34/1_CA3/LBC(RE/-1).4C | CABLERE25146
25147 | M3335 | RE-1/3/35 | X2V32 | LBC(RE/-1).4C | 7 | RE | SPE(ID/-1s).17;SPN(ID/-1)@17.5 | DM1R13 | D | 1_CA3 | RE-1/3/35/1_CA3/LBC(RE/-1).4C | CABLERE25147
25148 | M3336 | RE-1/3/36 | X4V32 | LBC(RE/-1).1A | 9.5 | RE | SPE(ID/-1s).01;SPN(ID/-1)@01.5 | DM1R13 | D | 1_CA3 | RE-1/3/36/1_CA3/LBC(RE/-1).1A | CABLERE25148

## SQL insert
INSERT INTO CMSINTEGRATION.CABLE (SERIAL_CODE, START_POINT, START_POINT_DET, END_POINT, END_POINT_DET, LENGTH, SUBSYSTEM, ROUTING, INSTALLATION_PERIOD, TYPE, TYPE_DET, LABEL_DET, ITEM_ID) VALUES ('25005', 'P3201', 'RE+1/2/01', 'X4J32', 'LBC(RE/+1).1A', 10, 'RE', 'SR2(ID/+1s).01;SPE(ID/+1s).01;SPN(ID/+1)@01.5', 'DP1R12', 'D', '1_CA3', 'RE+1/2/01/1_CA3/LBC(RE/+1).1A', 'CABLERE25005');
INSERT INTO CMSINTEGRATION.CABLE (SERIAL_CODE, START_POINT, START_POINT_DET, END_POINT, END_POINT_DET, LENGTH, SUBSYSTEM, ROUTING, INSTALLATION_PERIOD, TYPE, TYPE_DET, LABEL_DET, ITEM_ID) VALUES ('25006', 'P3202', 'RE+1/2/02', 'X4J32', 'LBC(RE/+1).1A', 9.5, 'RE', 'SR2(ID/+1s).01;SPE(ID/+1s).01;SPN(ID/+1)@01.5', 'DP1R12', 'D', '1_CA3', 'RE+1/2/02/1_CA3/LBC(RE/+1).1A', 'CABLERE25006');
INSERT INTO CMSINTEGRATION.CABLE (SERIAL_CODE, START_POINT, START_POINT_DET, END_POINT, END_POINT_DET, LENGTH, SUBSYSTEM, ROUTING, INSTALLATION_PERIOD, TYPE, TYPE_DET, LABEL_DET, ITEM_ID) VALUES ('25007', 'P3203', 'RE+1/2/03', 'X4J32', 'LBC(RE/+1).1B', 10.5, 'RE', 'SR2(ID/+1s).02;SPE(ID/+1s).02;SPN(ID/+1)@02.5', 'DP1R12', 'D', '1_CA3', 'RE+1/2/03/1_CA3/LBC(RE/+1).1B', 'CABLERE25007');
INSERT INTO CMSINTEGRATION.CABLE (SERIAL_CODE, START_POINT, START_POINT_DET, END_POINT, END_POINT_DET, LENGTH, SUBSYSTEM, ROUTING, INSTALLATION_PERIOD, TYPE, TYPE_DET, LABEL_DET, ITEM_ID) VALUES ('25008', 'P3204', 'RE+1/2/04', 'X4J32', 'LBC(RE/+1).1B', 10, 'RE', 'SR2(ID/+1s).02;SPE(ID/+1s).02;SPN(ID/+1)@02.5', 'DP1R12', 'D', '1_CA3', 'RE+1/2/04/1_CA3/LBC(RE/+1).1B', 'CABLERE25008');
INSERT INTO CMSINTEGRATION.CABLE (SERIAL_CODE, START_POINT, START_POINT_DET, END_POINT, END_POINT_DET, LENGTH, SUBSYSTEM, ROUTING, INSTALLATION_PERIOD, TYPE, TYPE_DET, LABEL_DET, ITEM_ID) VALUES ('25009', 'P3205', 'RE+1/2/05', 'X4J32', 'LBC(RE/+1).1B', 10.5, 'RE', 'SR2(ID/+1s).02;SPE(ID/+1s).02;SPN(ID/+1)@02.5', 'DP1R12', 'D', '1_CA3', 'RE+1/2/05/1_CA3/LBC(RE/+1).1B', 'CABLERE25009');
INSERT INTO CMSINTEGRATION.CABLE (SERIAL_CODE, START_POINT, START_POINT_DET, END_POINT, END_POINT_DET, LENGTH, SUBSYSTEM, ROUTING, INSTALLATION_PERIOD, TYPE, TYPE_DET, LABEL_DET, ITEM_ID) VALUES ('25010', 'P3206', 'RE+1/2/06', 'X4J32', 'LBC(RE/+1).1C', 10.5, 'RE', 'SR2(ID/+1s).03;SPE(ID/+1s).03;SPN(ID/+1)@02.5', 'DP1R12', 'D', '1_CA3', 'RE+1/2/06/1_CA3/LBC(RE/+1).1C', 'CABLERE25010');
INSERT INTO CMSINTEGRATION.CABLE (SERIAL_CODE, START_POINT, START_POINT_DET, END_POINT, END_POINT_DET, LENGTH, SUBSYSTEM, ROUTING, INSTALLATION_PERIOD, TYPE, TYPE_DET, LABEL_DET, ITEM_ID) VALUES ('25011', 'P3207', 'RE+1/2/07', 'X4J32', 'LBC(RE/+1).1C', 11.5, 'RE', 'SR2(ID/+1s).03;SPE(ID/+1s).03;SPN(ID/+1)@02.5', 'DP1R12', 'D', '1_CA3', 'RE+1/2/07/1_CA3/LBC(RE/+1).1C', 'CABLERE25011');
INSERT INTO CMSINTEGRATION.CABLE (SERIAL_CODE, START_POINT, START_POINT_DET, END_POINT, END_POINT_DET, LENGTH, SUBSYSTEM, ROUTING, INSTALLATION_PERIOD, TYPE, TYPE_DET, LABEL_DET, ITEM_ID) VALUES ('25012', 'P3208', 'RE+1/2/08', 'X4J32', 'LBC(RE/+1).1C', 12.5, 'RE', 'SR2(ID/+1s).03;SPE(ID/+1s).03;SPN(ID/+1)@02.5', 'DP1R12', 'D', '1_CA3', 'RE+1/2/08/1_CA3/LBC(RE/+1).1C', 'CABLERE25012');
INSERT INTO CMSINTEGRATION.CABLE (SERIAL_CODE, START_POINT, START_POINT_DET, END_POINT, END_POINT_DET, LENGTH, SUBSYSTEM, ROUTING, INSTALLATION_PERIOD, TYPE, TYPE_DET, LABEL_DET, ITEM_ID) VALUES ('25013', 'P3209', 'RE+1/2/09', 'X4A32', 'LBC(RE/+1).2C', 14, 'RE', 'SR2(ID/+1s).06;SPE(ID/+1s).07;SPN(ID/+1)@07.5', 'DP1R12', 'D', '1_CA3', 'RE+1/2/09/1_CA3/LBC(RE/+1).2C', 'CABLERE25013');
INSERT INTO CMSINTEGRATION.CABLE (SERIAL_CODE, START_POINT, START_POINT_DET, END_POINT, END_POINT_DET, LENGTH, SUBSYSTEM, ROUTING, INSTALLATION_PERIOD, TYPE, TYPE_DET, LABEL_DET, ITEM_ID) VALUES ('25014', 'P3210', 'RE+1/2/10', 'X4A32', 'LBC(RE/+1).2C', 13.5, 'RE', 'SR2(ID/+1s).06;SPE(ID/+1s).07;SPN(ID/+1)@07.5', 'DP1R12', 'D', '1_CA3', 'RE+1/2/10/1_CA3/LBC(RE/+1).2C', 'CABLERE25014');
INSERT INTO CMSINTEGRATION.CABLE (SERIAL_CODE, START_POINT, START_POINT_DET, END_POINT, END_POINT_DET, LENGTH, SUBSYSTEM, ROUTING, INSTALLATION_PERIOD, TYPE, TYPE_DET, LABEL_DET, ITEM_ID) VALUES ('25015', 'P3211', 'RE+1/2/11', 'X4A32', 'LBC(RE/+1).2C', 12.5, 'RE', 'SR2(ID/+1s).06;SPE(ID/+1s).07;SPN(ID/+1)@07.5', 'DP1R12', 'D', '1_CA3', 'RE+1/2/11/1_CA3/LBC(RE/+1).2C', 'CABLERE25015');
INSERT INTO CMSINTEGRATION.CABLE (SERIAL_CODE, START_POINT, START_POINT_DET, END_POINT, END_POINT_DET, LENGTH, SUBSYSTEM, ROUTING, INSTALLATION_PERIOD, TYPE, TYPE_DET, LABEL_DET, ITEM_ID) VALUES ('25016', 'P3212', 'RE+1/2/12', 'X4A32', 'LBC(RE/+1).2B', 12.5, 'RE', 'SR2(ID/+1s).07;SPE(ID/+1s).07;SPN(ID/+1)@07.5', 'DP1R12', 'D', '1_CA3', 'RE+1/2/12/1_CA3/LBC(RE/+1).2B', 'CABLERE25016');
INSERT INTO CMSINTEGRATION.CABLE (SERIAL_CODE, START_POINT, START_POINT_DET, END_POINT, END_POINT_DET, LENGTH, SUBSYSTEM, ROUTING, INSTALLATION_PERIOD, TYPE, TYPE_DET, LABEL_DET, ITEM_ID) VALUES ('25017', 'P3213', 'RE+1/2/13', 'X4A32', 'LBC(RE/+1).2B', 11.5, 'RE', 'SR2(ID/+1s).07;SPE(ID/+1s).07;SPN(ID/+1)@07.5', 'DP1R12', 'D', '1_CA3', 'RE+1/2/13/1_CA3/LBC(RE/+1).2B', 'CABLERE25017');
INSERT INTO CMSINTEGRATION.CABLE (SERIAL_CODE, START_POINT, START_POINT_DET, END_POINT, END_POINT_DET, LENGTH, SUBSYSTEM, ROUTING, INSTALLATION_PERIOD, TYPE, TYPE_DET, LABEL_DET, ITEM_ID) VALUES ('25018', 'P3214', 'RE+1/2/14', 'X4A32', 'LBC(RE/+1).2B', 10.5, 'RE', 'SR2(ID/+1s).07;SPE(ID/+1s).07;SPN(ID/+1)@07.5', 'DP1R12', 'D', '1_CA3', 'RE+1/2/14/1_CA3/LBC(RE/+1).2B', 'CABLERE25018');
INSERT INTO CMSINTEGRATION.CABLE (SERIAL_CODE, START_POINT, START_POINT_DET, END_POINT, END_POINT_DET, LENGTH, SUBSYSTEM, ROUTING, INSTALLATION_PERIOD, TYPE, TYPE_DET, LABEL_DET, ITEM_ID) VALUES ('25019', 'P3215', 'RE+1/2/15', 'X4A32', 'LBC(RE/+1).2A', 12, 'RE', 'SR2(ID/+1s).08;SPE(ID/+1s).08;SPN(ID/+1)@08.5', 'DP1R12', 'D', '1_CA3', 'RE+1/2/15/1_CA3/LBC(RE/+1).2A', 'CABLERE25019');
INSERT INTO CMSINTEGRATION.CABLE (SERIAL_CODE, START_POINT, START_POINT_DET, END_POINT, END_POINT_DET, LENGTH, SUBSYSTEM, ROUTING, INSTALLATION_PERIOD, TYPE, TYPE_DET, LABEL_DET, ITEM_ID) VALUES ('25020', 'P3216', 'RE+1/2/16', 'X4A32', 'LBC(RE/+1).2A', 11, 'RE', 'SR2(ID/+1s).08;SPE(ID/+1s).08;SPN(ID/+1)@08.5', 'DP1R12', 'D', '1_CA3', 'RE+1/2/16/1_CA3/LBC(RE/+1).2A', 'CABLERE25020');
INSERT INTO CMSINTEGRATION.CABLE (SERIAL_CODE, START_POINT, START_POINT_DET, END_POINT, END_POINT_DET, LENGTH, SUBSYSTEM, ROUTING, INSTALLATION_PERIOD, TYPE, TYPE_DET, LABEL_DET, ITEM_ID) VALUES ('25021', 'P3217', 'RE+1/2/17', 'X4A32', 'LBC(RE/+1).2A', 12, 'RE', 'SR2(ID/+1s).08;SPE(ID/+1s).08;SPN(ID/+1)@08.5', 'DP1R12', 'D', '1_CA3', 'RE+1/2/17/1_CA3/LBC(RE/+1).2A', 'CABLERE25021');
INSERT INTO CMSINTEGRATION.CABLE (SERIAL_CODE, START_POINT, START_POINT_DET, END_POINT, END_POINT_DET, LENGTH, SUBSYSTEM, ROUTING, INSTALLATION_PERIOD, TYPE, TYPE_DET, LABEL_DET, ITEM_ID) VALUES ('25022', 'P3218', 'RE+1/2/18', 'X2A32', 'LBC(RE/+1).3C', 12, 'RE', 'SR2(ID/+1s).10;SPE(ID/+1s).10;SPN(ID/+1)@10.5', 'DP1R12', 'D', '1_CA3', 'RE+1/2/18/1_CA3/LBC(RE/+1).3C', 'CABLERE25022');
INSERT INTO CMSINTEGRATION.CABLE (SERIAL_CODE, START_POINT, START_POINT_DET, END_POINT, END_POINT_DET, LENGTH, SUBSYSTEM, ROUTING, INSTALLATION_PERIOD, TYPE, TYPE_DET, LABEL_DET, ITEM_ID) VALUES ('25023', 'P3219', 'RE+1/2/19', 'X2A32', 'LBC(RE/+1).3C', 10.5, 'RE', 'SR2(ID/+1s).10;SPE(ID/+1s).10;SPN(ID/+1)@10.5', 'DP1R12', 'D', '1_CA3', 'RE+1/2/19/1_CA3/LBC(RE/+1).3C', 'CABLERE25023');
INSERT INTO CMSINTEGRATION.CABLE (SERIAL_CODE, START_POINT, START_POINT_DET, END_POINT, END_POINT_DET, LENGTH, SUBSYSTEM, ROUTING, INSTALLATION_PERIOD, TYPE, TYPE_DET, LABEL_DET, ITEM_ID) VALUES ('25024', 'P3220', 'RE+1/2/20', 'X2A32', 'LBC(RE/+1).3C', 10, 'RE', 'SR2(ID/+1s).10;SPE(ID/+1s).10;SPN(ID/+1)@10.5', 'DP1R12', 'D', '1_CA3', 'RE+1/2/20/1_CA3/LBC(RE/+1).3C', 'CABLERE25024');
INSERT INTO CMSINTEGRATION.CABLE (SERIAL_CODE, START_POINT, START_POINT_DET, END_POINT, END_POINT_DET, LENGTH, SUBSYSTEM, ROUTING, INSTALLATION_PERIOD, TYPE, TYPE_DET, LABEL_DET, ITEM_ID) VALUES ('25025', 'P3221', 'RE+1/2/21', 'X2A32', 'LBC(RE/+1).3B', 16, 'RE', 'SR2(ID/+1s).11;SPE(ID/+1s).11;SPN(ID/+1)@11.5', 'DP1R12', 'D', '1_CA3', 'RE+1/2/21/1_CA3/LBC(RE/+1).3B', 'CABLERE25025');
INSERT INTO CMSINTEGRATION.CABLE (SERIAL_CODE, START_POINT, START_POINT_DET, END_POINT, END_POINT_DET, LENGTH, SUBSYSTEM, ROUTING, INSTALLATION_PERIOD, TYPE, TYPE_DET, LABEL_DET, ITEM_ID) VALUES ('25026', 'P3222', 'RE+1/2/22', 'X2A32', 'LBC(RE/+1).3B', 15.5, 'RE', 'SR2(ID/+1s).11;SPE(ID/+1s).11;SPN(ID/+1)@11.5', 'DP1R12', 'D', '1_CA3', 'RE+1/2/22/1_CA3/LBC(RE/+1).3B', 'CABLERE25026');
INSERT INTO CMSINTEGRATION.CABLE (SERIAL_CODE, START_POINT, START_POINT_DET, END_POINT, END_POINT_DET, LENGTH, SUBSYSTEM, ROUTING, INSTALLATION_PERIOD, TYPE, TYPE_DET, LABEL_DET, ITEM_ID) VALUES ('25027', 'P3223', 'RE+1/2/23', 'X2A32', 'LBC(RE/+1).3B', 16, 'RE', 'SR2(ID/+1s).11;SPE(ID/+1s).11;SPN(ID/+1)@11.5', 'DP1R12', 'D', '1_CA3', 'RE+1/2/23/1_CA3/LBC(RE/+1).3B', 'CABLERE25027');
INSERT INTO CMSINTEGRATION.CABLE (SERIAL_CODE, START_POINT, START_POINT_DET, END_POINT, END_POINT_DET, LENGTH, SUBSYSTEM, ROUTING, INSTALLATION_PERIOD, TYPE, TYPE_DET, LABEL_DET, ITEM_ID) VALUES ('25028', 'P3224', 'RE+1/2/24', 'X2A32', 'LBC(RE/+1).3A', 13.5, 'RE', 'SR2(ID/+1s).12;SPE(ID/+1s).12;SPN(ID/+1)@11.5', 'DP1R12', 'D', '1_CA3', 'RE+1/2/24/1_CA3/LBC(RE/+1).3A', 'CABLERE25028');
INSERT INTO CMSINTEGRATION.CABLE (SERIAL_CODE, START_POINT, START_POINT_DET, END_POINT, END_POINT_DET, LENGTH, SUBSYSTEM, ROUTING, INSTALLATION_PERIOD, TYPE, TYPE_DET, LABEL_DET, ITEM_ID) VALUES ('25029', 'P3225', 'RE+1/2/25', 'X2A32', 'LBC(RE/+1).3A', 14, 'RE', 'SR2(ID/+1s).12;SPE(ID/+1s).12;SPN(ID/+1)@11.5', 'DP1R12', 'D', '1_CA3', 'RE+1/2/25/1_CA3/LBC(RE/+1).3A', 'CABLERE25029');
INSERT INTO CMSINTEGRATION.CABLE (SERIAL_CODE, START_POINT, START_POINT_DET, END_POINT, END_POINT_DET, LENGTH, SUBSYSTEM, ROUTING, INSTALLATION_PERIOD, TYPE, TYPE_DET, LABEL_DET, ITEM_ID) VALUES ('25030', 'P3226', 'RE+1/2/26', 'X2A32', 'LBC(RE/+1).3A', 15.5, 'RE', 'SR2(ID/+1s).12;SPE(ID/+1s).12;SPN(ID/+1)@11.5', 'DP1R12', 'D', '1_CA3', 'RE+1/2/26/1_CA3/LBC(RE/+1).3A', 'CABLERE25030');
INSERT INTO CMSINTEGRATION.CABLE (SERIAL_CODE, START_POINT, START_POINT_DET, END_POINT, END_POINT_DET, LENGTH, SUBSYSTEM, ROUTING, INSTALLATION_PERIOD, TYPE, TYPE_DET, LABEL_DET, ITEM_ID) VALUES ('25031', 'P3227', 'RE+1/2/27', 'X2J32', 'LBC(RE/+1).4A', 15.5, 'RE', 'SR2(ID/+1s).15;SPE(ID/+1s).16;SPN(ID/+1)@16.5', 'DP1R12', 'D', '1_CA3', 'RE+1/2/27/1_CA3/LBC(RE/+1).4A', 'CABLERE25031');
INSERT INTO CMSINTEGRATION.CABLE (SERIAL_CODE, START_POINT, START_POINT_DET, END_POINT, END_POINT_DET, LENGTH, SUBSYSTEM, ROUTING, INSTALLATION_PERIOD, TYPE, TYPE_DET, LABEL_DET, ITEM_ID) VALUES ('25032', 'P3228', 'RE+1/2/28', 'X2J32', 'LBC(RE/+1).4A', 15, 'RE', 'SR2(ID/+1s).15;SPE(ID/+1s).16;SPN(ID/+1)@16.5', 'DP1R12', 'D', '1_CA3', 'RE+1/2/28/1_CA3/LBC(RE/+1).4A', 'CABLERE25032');
INSERT INTO CMSINTEGRATION.CABLE (SERIAL_CODE, START_POINT, START_POINT_DET, END_POINT, END_POINT_DET, LENGTH, SUBSYSTEM, ROUTING, INSTALLATION_PERIOD, TYPE, TYPE_DET, LABEL_DET, ITEM_ID) VALUES ('25033', 'P3229', 'RE+1/2/29', 'X2J32', 'LBC(RE/+1).4A', 14, 'RE', 'SR2(ID/+1s).15;SPE(ID/+1s).16;SPN(ID/+1)@16.5', 'DP1R12', 'D', '1_CA3', 'RE+1/2/29/1_CA3/LBC(RE/+1).4A', 'CABLERE25033');
INSERT INTO CMSINTEGRATION.CABLE (SERIAL_CODE, START_POINT, START_POINT_DET, END_POINT, END_POINT_DET, LENGTH, SUBSYSTEM, ROUTING, INSTALLATION_PERIOD, TYPE, TYPE_DET, LABEL_DET, ITEM_ID) VALUES ('25034', 'P3230', 'RE+1/2/30', 'X2J32', 'LBC(RE/+1).4B', 15.5, 'RE', 'SR2(ID/+1s).16;SPE(ID/+1s).16;SPN(ID/+1)@16.5', 'DP1R12', 'D', '1_CA3', 'RE+1/2/30/1_CA3/LBC(RE/+1).4B', 'CABLERE25034');
INSERT INTO CMSINTEGRATION.CABLE (SERIAL_CODE, START_POINT, START_POINT_DET, END_POINT, END_POINT_DET, LENGTH, SUBSYSTEM, ROUTING, INSTALLATION_PERIOD, TYPE, TYPE_DET, LABEL_DET, ITEM_ID) VALUES ('25035', 'P3231', 'RE+1/2/31', 'X2J32', 'LBC(RE/+1).4B', 14, 'RE', 'SR2(ID/+1s).16;SPE(ID/+1s).16;SPN(ID/+1)@16.5', 'DP1R12', 'D', '1_CA3', 'RE+1/2/31/1_CA3/LBC(RE/+1).4B', 'CABLERE25035');
INSERT INTO CMSINTEGRATION.CABLE (SERIAL_CODE, START_POINT, START_POINT_DET, END_POINT, END_POINT_DET, LENGTH, SUBSYSTEM, ROUTING, INSTALLATION_PERIOD, TYPE, TYPE_DET, LABEL_DET, ITEM_ID) VALUES ('25036', 'P3232', 'RE+1/2/32', 'X2J32', 'LBC(RE/+1).4B', 13.5, 'RE', 'SR2(ID/+1s).16;SPE(ID/+1s).16;SPN(ID/+1)@16.5', 'DP1R12', 'D', '1_CA3', 'RE+1/2/32/1_CA3/LBC(RE/+1).4B', 'CABLERE25036');
INSERT INTO CMSINTEGRATION.CABLE (SERIAL_CODE, START_POINT, START_POINT_DET, END_POINT, END_POINT_DET, LENGTH, SUBSYSTEM, ROUTING, INSTALLATION_PERIOD, TYPE, TYPE_DET, LABEL_DET, ITEM_ID) VALUES ('25037', 'P3233', 'RE+1/2/33', 'X2J32', 'LBC(RE/+1).4C', 10.5, 'RE', 'SR2(ID/+1s).17;SPE(ID/+1s).17;SPN(ID/+1)@17.5', 'DP1R12', 'D', '1_CA3', 'RE+1/2/33/1_CA3/LBC(RE/+1).4C', 'CABLERE25037');
INSERT INTO CMSINTEGRATION.CABLE (SERIAL_CODE, START_POINT, START_POINT_DET, END_POINT, END_POINT_DET, LENGTH, SUBSYSTEM, ROUTING, INSTALLATION_PERIOD, TYPE, TYPE_DET, LABEL_DET, ITEM_ID) VALUES ('25038', 'P3234', 'RE+1/2/34', 'X2J32', 'LBC(RE/+1).4C', 10, 'RE', 'SR2(ID/+1s).17;SPE(ID/+1s).17;SPN(ID/+1)@17.5', 'DP1R12', 'D', '1_CA3', 'RE+1/2/34/1_CA3/LBC(RE/+1).4C', 'CABLERE25038');
INSERT INTO CMSINTEGRATION.CABLE (SERIAL_CODE, START_POINT, START_POINT_DET, END_POINT, END_POINT_DET, LENGTH, SUBSYSTEM, ROUTING, INSTALLATION_PERIOD, TYPE, TYPE_DET, LABEL_DET, ITEM_ID) VALUES ('25039', 'P3235', 'RE+1/2/35', 'X2J32', 'LBC(RE/+1).4C', 10.5, 'RE', 'SR2(ID/+1s).17;SPE(ID/+1s).17;SPN(ID/+1)@17.5', 'DP1R12', 'D', '1_CA3', 'RE+1/2/35/1_CA3/LBC(RE/+1).4C', 'CABLERE25039');
INSERT INTO CMSINTEGRATION.CABLE (SERIAL_CODE, START_POINT, START_POINT_DET, END_POINT, END_POINT_DET, LENGTH, SUBSYSTEM, ROUTING, INSTALLATION_PERIOD, TYPE, TYPE_DET, LABEL_DET, ITEM_ID) VALUES ('25040', 'P3236', 'RE+1/2/36', 'X4J32', 'LBC(RE/+1).1A', 11.5, 'RE', 'SR2(ID/+1s).01;SPE(ID/+1s).01;SPN(ID/+1)@01.5', 'DP1R12', 'D', '1_CA3', 'RE+1/2/36/1_CA3/LBC(RE/+1).1A', 'CABLERE25040');
INSERT INTO CMSINTEGRATION.CABLE (SERIAL_CODE, START_POINT, START_POINT_DET, END_POINT, END_POINT_DET, LENGTH, SUBSYSTEM, ROUTING, INSTALLATION_PERIOD, TYPE, TYPE_DET, LABEL_DET, ITEM_ID) VALUES ('25041', 'P3301', 'RE+1/3/01', 'X4J32', 'LBC(RE/+1).1A', 8, 'RE', 'SPE(ID/+1s).01;SPN(ID/+1)@01.5', 'DP1R13', 'D', '1_CA3', 'RE+1/3/01/1_CA3/LBC(RE/+1).1A', 'CABLERE25041');
INSERT INTO CMSINTEGRATION.CABLE (SERIAL_CODE, START_POINT, START_POINT_DET, END_POINT, END_POINT_DET, LENGTH, SUBSYSTEM, ROUTING, INSTALLATION_PERIOD, TYPE, TYPE_DET, LABEL_DET, ITEM_ID) VALUES ('25042', 'P3302', 'RE+1/3/02', 'X4J32', 'LBC(RE/+1).1A', 7, 'RE', 'SPE(ID/+1s).01;SPN(ID/+1)@01.5', 'DP1R13', 'D', '1_CA3', 'RE+1/3/02/1_CA3/LBC(RE/+1).1A', 'CABLERE25042');
INSERT INTO CMSINTEGRATION.CABLE (SERIAL_CODE, START_POINT, START_POINT_DET, END_POINT, END_POINT_DET, LENGTH, SUBSYSTEM, ROUTING, INSTALLATION_PERIOD, TYPE, TYPE_DET, LABEL_DET, ITEM_ID) VALUES ('25043', 'P3303', 'RE+1/3/03', 'X4J32', 'LBC(RE/+1).1B', 10, 'RE', 'SPE(ID/+1s).02;SPN(ID/+1)@02.5', 'DP1R13', 'D', '1_CA3', 'RE+1/3/03/1_CA3/LBC(RE/+1).1B', 'CABLERE25043');
INSERT INTO CMSINTEGRATION.CABLE (SERIAL_CODE, START_POINT, START_POINT_DET, END_POINT, END_POINT_DET, LENGTH, SUBSYSTEM, ROUTING, INSTALLATION_PERIOD, TYPE, TYPE_DET, LABEL_DET, ITEM_ID) VALUES ('25044', 'P3304', 'RE+1/3/04', 'X4J32', 'LBC(RE/+1).1B', 7.5, 'RE', 'SPE(ID/+1s).02;SPN(ID/+1)@02.5', 'DP1R13', 'D', '1_CA3', 'RE+1/3/04/1_CA3/LBC(RE/+1).1B', 'CABLERE25044');
INSERT INTO CMSINTEGRATION.CABLE (SERIAL_CODE, START_POINT, START_POINT_DET, END_POINT, END_POINT_DET, LENGTH, SUBSYSTEM, ROUTING, INSTALLATION_PERIOD, TYPE, TYPE_DET, LABEL_DET, ITEM_ID) VALUES ('25045', 'P3305', 'RE+1/3/05', 'X4J32', 'LBC(RE/+1).1B', 7, 'RE', 'SPE(ID/+1s).02;SPN(ID/+1)@02.5', 'DP1R13', 'D', '1_CA3', 'RE+1/3/05/1_CA3/LBC(RE/+1).1B', 'CABLERE25045');
INSERT INTO CMSINTEGRATION.CABLE (SERIAL_CODE, START_POINT, START_POINT_DET, END_POINT, END_POINT_DET, LENGTH, SUBSYSTEM, ROUTING, INSTALLATION_PERIOD, TYPE, TYPE_DET, LABEL_DET, ITEM_ID) VALUES ('25046', 'P3306', 'RE+1/3/06', 'X4J32', 'LBC(RE/+1).1C', 8.5, 'RE', 'SPE(ID/+1s).03;SPN(ID/+1)@02.5', 'DP1R13', 'D', '1_CA3', 'RE+1/3/06/1_CA3/LBC(RE/+1).1C', 'CABLERE25046');
INSERT INTO CMSINTEGRATION.CABLE (SERIAL_CODE, START_POINT, START_POINT_DET, END_POINT, END_POINT_DET, LENGTH, SUBSYSTEM, ROUTING, INSTALLATION_PERIOD, TYPE, TYPE_DET, LABEL_DET, ITEM_ID) VALUES ('25047', 'P3307', 'RE+1/3/07', 'X4J32', 'LBC(RE/+1).1C', 9.5, 'RE', 'SPE(ID/+1s).03;SPN(ID/+1)@02.5', 'DP1R13', 'D', '1_CA3', 'RE+1/3/07/1_CA3/LBC(RE/+1).1C', 'CABLERE25047');
INSERT INTO CMSINTEGRATION.CABLE (SERIAL_CODE, START_POINT, START_POINT_DET, END_POINT, END_POINT_DET, LENGTH, SUBSYSTEM, ROUTING, INSTALLATION_PERIOD, TYPE, TYPE_DET, LABEL_DET, ITEM_ID) VALUES ('25048', 'P3308', 'RE+1/3/08', 'X4J32', 'LBC(RE/+1).1C', 11, 'RE', 'SPE(ID/+1s).03;SPN(ID/+1)@02.5', 'DP1R13', 'D', '1_CA3', 'RE+1/3/08/1_CA3/LBC(RE/+1).1C', 'CABLERE25048');
INSERT INTO CMSINTEGRATION.CABLE (SERIAL_CODE, START_POINT, START_POINT_DET, END_POINT, END_POINT_DET, LENGTH, SUBSYSTEM, ROUTING, INSTALLATION_PERIOD, TYPE, TYPE_DET, LABEL_DET, ITEM_ID) VALUES ('25049', 'P3309', 'RE+1/3/09', 'X4A32', 'LBC(RE/+1).2C', 15, 'RE', 'SPE(ID/+1s).05;SPN(ID/+1)@05.5;SPN(ID/+1)@06.5;SPN(ID/+1)@07.5', 'DP1R13', 'D', '1_CA3', 'RE+1/3/09/1_CA3/LBC(RE/+1).2C', 'CABLERE25049');
INSERT INTO CMSINTEGRATION.CABLE (SERIAL_CODE, START_POINT, START_POINT_DET, END_POINT, END_POINT_DET, LENGTH, SUBSYSTEM, ROUTING, INSTALLATION_PERIOD, TYPE, TYPE_DET, LABEL_DET, ITEM_ID) VALUES ('25050', 'P3310', 'RE+1/3/10', 'X4A32', 'LBC(RE/+1).2C', 13.5, 'RE', 'SPE(ID/+1s).05;SPN(ID/+1)@05.5;SPN(ID/+1)@06.5;SPN(ID/+1)@07.5', 'DP1R13', 'D', '1_CA3', 'RE+1/3/10/1_CA3/LBC(RE/+1).2C', 'CABLERE25050');
INSERT INTO CMSINTEGRATION.CABLE (SERIAL_CODE, START_POINT, START_POINT_DET, END_POINT, END_POINT_DET, LENGTH, SUBSYSTEM, ROUTING, INSTALLATION_PERIOD, TYPE, TYPE_DET, LABEL_DET, ITEM_ID) VALUES ('25051', 'P3311', 'RE+1/3/11', 'X4A32', 'LBC(RE/+1).2C', 12.5, 'RE', 'SPE(ID/+1s).05;SPN(ID/+1)@05.5;SPN(ID/+1)@06.5;SPN(ID/+1)@07.5', 'DP1R13', 'D', '1_CA3', 'RE+1/3/11/1_CA3/LBC(RE/+1).2C', 'CABLERE25051');
INSERT INTO CMSINTEGRATION.CABLE (SERIAL_CODE, START_POINT, START_POINT_DET, END_POINT, END_POINT_DET, LENGTH, SUBSYSTEM, ROUTING, INSTALLATION_PERIOD, TYPE, TYPE_DET, LABEL_DET, ITEM_ID) VALUES ('25052', 'P3312', 'RE+1/3/12', 'X4A32', 'LBC(RE/+1).2B', 11, 'RE', 'SPE(ID/+1s).07;SPN(ID/+1)@07.5', 'DP1R13', 'D', '1_CA3', 'RE+1/3/12/1_CA3/LBC(RE/+1).2B', 'CABLERE25052');
INSERT INTO CMSINTEGRATION.CABLE (SERIAL_CODE, START_POINT, START_POINT_DET, END_POINT, END_POINT_DET, LENGTH, SUBSYSTEM, ROUTING, INSTALLATION_PERIOD, TYPE, TYPE_DET, LABEL_DET, ITEM_ID) VALUES ('25053', 'P3313', 'RE+1/3/13', 'X4A32', 'LBC(RE/+1).2B', 9.5, 'RE', 'SPE(ID/+1s).07;SPN(ID/+1)@07.5', 'DP1R13', 'D', '1_CA3', 'RE+1/3/13/1_CA3/LBC(RE/+1).2B', 'CABLERE25053');
INSERT INTO CMSINTEGRATION.CABLE (SERIAL_CODE, START_POINT, START_POINT_DET, END_POINT, END_POINT_DET, LENGTH, SUBSYSTEM, ROUTING, INSTALLATION_PERIOD, TYPE, TYPE_DET, LABEL_DET, ITEM_ID) VALUES ('25054', 'P3314', 'RE+1/3/14', 'X4A32', 'LBC(RE/+1).2B', 8.5, 'RE', 'SPE(ID/+1s).07;SPN(ID/+1)@07.5', 'DP1R13', 'D', '1_CA3', 'RE+1/3/14/1_CA3/LBC(RE/+1).2B', 'CABLERE25054');
INSERT INTO CMSINTEGRATION.CABLE (SERIAL_CODE, START_POINT, START_POINT_DET, END_POINT, END_POINT_DET, LENGTH, SUBSYSTEM, ROUTING, INSTALLATION_PERIOD, TYPE, TYPE_DET, LABEL_DET, ITEM_ID) VALUES ('25055', 'P3315', 'RE+1/3/15', 'X4A32', 'LBC(RE/+1).2A', 9, 'RE', 'SPE(ID/+1s).08;SPN(ID/+1)@08.5', 'DP1R13', 'D', '1_CA3', 'RE+1/3/15/1_CA3/LBC(RE/+1).2A', 'CABLERE25055');
INSERT INTO CMSINTEGRATION.CABLE (SERIAL_CODE, START_POINT, START_POINT_DET, END_POINT, END_POINT_DET, LENGTH, SUBSYSTEM, ROUTING, INSTALLATION_PERIOD, TYPE, TYPE_DET, LABEL_DET, ITEM_ID) VALUES ('25056', 'P3316', 'RE+1/3/16', 'X4A32', 'LBC(RE/+1).2A', 7.5, 'RE', 'SPE(ID/+1s).08;SPN(ID/+1)@08.5', 'DP1R13', 'D', '1_CA3', 'RE+1/3/16/1_CA3/LBC(RE/+1).2A', 'CABLERE25056');
INSERT INTO CMSINTEGRATION.CABLE (SERIAL_CODE, START_POINT, START_POINT_DET, END_POINT, END_POINT_DET, LENGTH, SUBSYSTEM, ROUTING, INSTALLATION_PERIOD, TYPE, TYPE_DET, LABEL_DET, ITEM_ID) VALUES ('25057', 'P3317', 'RE+1/3/17', 'X4A32', 'LBC(RE/+1).2A', 7.5, 'RE', 'SPE(ID/+1s).08;SPN(ID/+1)@08.5', 'DP1R13', 'D', '1_CA3', 'RE+1/3/17/1_CA3/LBC(RE/+1).2A', 'CABLERE25057');
INSERT INTO CMSINTEGRATION.CABLE (SERIAL_CODE, START_POINT, START_POINT_DET, END_POINT, END_POINT_DET, LENGTH, SUBSYSTEM, ROUTING, INSTALLATION_PERIOD, TYPE, TYPE_DET, LABEL_DET, ITEM_ID) VALUES ('25058', 'P3318', 'RE+1/3/18', 'X2A32', 'LBC(RE/+1).3C', 10, 'RE', 'SPE(ID/+1s).10;SPN(ID/+1)@10.5', 'DP1R13', 'D', '1_CA3', 'RE+1/3/18/1_CA3/LBC(RE/+1).3C', 'CABLERE25058');
INSERT INTO CMSINTEGRATION.CABLE (SERIAL_CODE, START_POINT, START_POINT_DET, END_POINT, END_POINT_DET, LENGTH, SUBSYSTEM, ROUTING, INSTALLATION_PERIOD, TYPE, TYPE_DET, LABEL_DET, ITEM_ID) VALUES ('25059', 'P3319', 'RE+1/3/19', 'X2A32', 'LBC(RE/+1).3C', 9, 'RE', 'SPE(ID/+1s).10;SPN(ID/+1)@10.5', 'DP1R13', 'D', '1_CA3', 'RE+1/3/19/1_CA3/LBC(RE/+1).3C', 'CABLERE25059');
INSERT INTO CMSINTEGRATION.CABLE (SERIAL_CODE, START_POINT, START_POINT_DET, END_POINT, END_POINT_DET, LENGTH, SUBSYSTEM, ROUTING, INSTALLATION_PERIOD, TYPE, TYPE_DET, LABEL_DET, ITEM_ID) VALUES ('25060', 'P3320', 'RE+1/3/20', 'X2A32', 'LBC(RE/+1).3C', 7.5, 'RE', 'SPE(ID/+1s).10;SPN(ID/+1)@10.5', 'DP1R13', 'D', '1_CA3', 'RE+1/3/20/1_CA3/LBC(RE/+1).3C', 'CABLERE25060');
INSERT INTO CMSINTEGRATION.CABLE (SERIAL_CODE, START_POINT, START_POINT_DET, END_POINT, END_POINT_DET, LENGTH, SUBSYSTEM, ROUTING, INSTALLATION_PERIOD, TYPE, TYPE_DET, LABEL_DET, ITEM_ID) VALUES ('25061', 'P3321', 'RE+1/3/21', 'X2A32', 'LBC(RE/+1).3B', 14.5, 'RE', 'SPE(ID/+1s).11;SPN(ID/+1)@11.5', 'DP1R13', 'D', '1_CA3', 'RE+1/3/21/1_CA3/LBC(RE/+1).3B', 'CABLERE25061');
INSERT INTO CMSINTEGRATION.CABLE (SERIAL_CODE, START_POINT, START_POINT_DET, END_POINT, END_POINT_DET, LENGTH, SUBSYSTEM, ROUTING, INSTALLATION_PERIOD, TYPE, TYPE_DET, LABEL_DET, ITEM_ID) VALUES ('25062', 'P3322', 'RE+1/3/22', 'X2A32', 'LBC(RE/+1).3B', 13, 'RE', 'SPE(ID/+1s).11;SPN(ID/+1)@11.5', 'DP1R13', 'D', '1_CA3', 'RE+1/3/22/1_CA3/LBC(RE/+1).3B', 'CABLERE25062');
INSERT INTO CMSINTEGRATION.CABLE (SERIAL_CODE, START_POINT, START_POINT_DET, END_POINT, END_POINT_DET, LENGTH, SUBSYSTEM, ROUTING, INSTALLATION_PERIOD, TYPE, TYPE_DET, LABEL_DET, ITEM_ID) VALUES ('25063', 'P3323', 'RE+1/3/23', 'X2A32', 'LBC(RE/+1).3B', 12, 'RE', 'SPE(ID/+1s).11;SPN(ID/+1)@11.5', 'DP1R13', 'D', '1_CA3', 'RE+1/3/23/1_CA3/LBC(RE/+1).3B', 'CABLERE25063');
INSERT INTO CMSINTEGRATION.CABLE (SERIAL_CODE, START_POINT, START_POINT_DET, END_POINT, END_POINT_DET, LENGTH, SUBSYSTEM, ROUTING, INSTALLATION_PERIOD, TYPE, TYPE_DET, LABEL_DET, ITEM_ID) VALUES ('25064', 'P3324', 'RE+1/3/24', 'X2A32', 'LBC(RE/+1).3A', 11, 'RE', 'SPE(ID/+1s).12;SPN(ID/+1)@11.5', 'DP1R13', 'D', '1_CA3', 'RE+1/3/24/1_CA3/LBC(RE/+1).3A', 'CABLERE25064');
INSERT INTO CMSINTEGRATION.CABLE (SERIAL_CODE, START_POINT, START_POINT_DET, END_POINT, END_POINT_DET, LENGTH, SUBSYSTEM, ROUTING, INSTALLATION_PERIOD, TYPE, TYPE_DET, LABEL_DET, ITEM_ID) VALUES ('25065', 'P3325', 'RE+1/3/25', 'X2A32', 'LBC(RE/+1).3A', 12, 'RE', 'SPE(ID/+1s).12;SPN(ID/+1)@11.5', 'DP1R13', 'D', '1_CA3', 'RE+1/3/25/1_CA3/LBC(RE/+1).3A', 'CABLERE25065');
INSERT INTO CMSINTEGRATION.CABLE (SERIAL_CODE, START_POINT, START_POINT_DET, END_POINT, END_POINT_DET, LENGTH, SUBSYSTEM, ROUTING, INSTALLATION_PERIOD, TYPE, TYPE_DET, LABEL_DET, ITEM_ID) VALUES ('25066', 'P3326', 'RE+1/3/26', 'X2A32', 'LBC(RE/+1).3A', 13.5, 'RE', 'SPE(ID/+1s).12;SPN(ID/+1)@11.5', 'DP1R13', 'D', '1_CA3', 'RE+1/3/26/1_CA3/LBC(RE/+1).3A', 'CABLERE25066');
INSERT INTO CMSINTEGRATION.CABLE (SERIAL_CODE, START_POINT, START_POINT_DET, END_POINT, END_POINT_DET, LENGTH, SUBSYSTEM, ROUTING, INSTALLATION_PERIOD, TYPE, TYPE_DET, LABEL_DET, ITEM_ID) VALUES ('25067', 'P3327', 'RE+1/3/27', 'X2J32', 'LBC(RE/+1).4A', 17.5, 'RE', 'SPE(ID/+1s).14;SPN(ID/+1)@14.5;SPN(ID/+1)@15.5;SPN(ID/+1)@16.5', 'DP1R13', 'D', '1_CA3', 'RE+1/3/27/1_CA3/LBC(RE/+1).4A', 'CABLERE25067');
INSERT INTO CMSINTEGRATION.CABLE (SERIAL_CODE, START_POINT, START_POINT_DET, END_POINT, END_POINT_DET, LENGTH, SUBSYSTEM, ROUTING, INSTALLATION_PERIOD, TYPE, TYPE_DET, LABEL_DET, ITEM_ID) VALUES ('25068', 'P3328', 'RE+1/3/28', 'X2J32', 'LBC(RE/+1).4A', 16, 'RE', 'SPE(ID/+1s).14;SPN(ID/+1)@14.5;SPN(ID/+1)@15.5;SPN(ID/+1)@16.5', 'DP1R13', 'D', '1_CA3', 'RE+1/3/28/1_CA3/LBC(RE/+1).4A', 'CABLERE25068');
INSERT INTO CMSINTEGRATION.CABLE (SERIAL_CODE, START_POINT, START_POINT_DET, END_POINT, END_POINT_DET, LENGTH, SUBSYSTEM, ROUTING, INSTALLATION_PERIOD, TYPE, TYPE_DET, LABEL_DET, ITEM_ID) VALUES ('25069', 'P3329', 'RE+1/3/29', 'X2J32', 'LBC(RE/+1).4A', 15, 'RE', 'SPE(ID/+1s).14;SPN(ID/+1)@14.5;SPN(ID/+1)@15.5;SPN(ID/+1)@16.5', 'DP1R13', 'D', '1_CA3', 'RE+1/3/29/1_CA3/LBC(RE/+1).4A', 'CABLERE25069');
INSERT INTO CMSINTEGRATION.CABLE (SERIAL_CODE, START_POINT, START_POINT_DET, END_POINT, END_POINT_DET, LENGTH, SUBSYSTEM, ROUTING, INSTALLATION_PERIOD, TYPE, TYPE_DET, LABEL_DET, ITEM_ID) VALUES ('25070', 'P3330', 'RE+1/3/30', 'X2J32', 'LBC(RE/+1).4B', 13.5, 'RE', 'SPE(ID/+1s).16;SPN(ID/+1)@16.5', 'DP1R13', 'D', '1_CA3', 'RE+1/3/30/1_CA3/LBC(RE/+1).4B', 'CABLERE25070');
INSERT INTO CMSINTEGRATION.CABLE (SERIAL_CODE, START_POINT, START_POINT_DET, END_POINT, END_POINT_DET, LENGTH, SUBSYSTEM, ROUTING, INSTALLATION_PERIOD, TYPE, TYPE_DET, LABEL_DET, ITEM_ID) VALUES ('25071', 'P3331', 'RE+1/3/31', 'X2J32', 'LBC(RE/+1).4B', 12, 'RE', 'SPE(ID/+1s).16;SPN(ID/+1)@16.5', 'DP1R13', 'D', '1_CA3', 'RE+1/3/31/1_CA3/LBC(RE/+1).4B', 'CABLERE25071');
INSERT INTO CMSINTEGRATION.CABLE (SERIAL_CODE, START_POINT, START_POINT_DET, END_POINT, END_POINT_DET, LENGTH, SUBSYSTEM, ROUTING, INSTALLATION_PERIOD, TYPE, TYPE_DET, LABEL_DET, ITEM_ID) VALUES ('25072', 'P3332', 'RE+1/3/32', 'X2J32', 'LBC(RE/+1).4B', 11, 'RE', 'SPE(ID/+1s).16;SPN(ID/+1)@16.5', 'DP1R13', 'D', '1_CA3', 'RE+1/3/32/1_CA3/LBC(RE/+1).4B', 'CABLERE25072');
INSERT INTO CMSINTEGRATION.CABLE (SERIAL_CODE, START_POINT, START_POINT_DET, END_POINT, END_POINT_DET, LENGTH, SUBSYSTEM, ROUTING, INSTALLATION_PERIOD, TYPE, TYPE_DET, LABEL_DET, ITEM_ID) VALUES ('25073', 'P3333', 'RE+1/3/33', 'X2J32', 'LBC(RE/+1).4C', 9, 'RE', 'SPE(ID/+1s).17;SPN(ID/+1)@17.5', 'DP1R13', 'D', '1_CA3', 'RE+1/3/33/1_CA3/LBC(RE/+1).4C', 'CABLERE25073');
INSERT INTO CMSINTEGRATION.CABLE (SERIAL_CODE, START_POINT, START_POINT_DET, END_POINT, END_POINT_DET, LENGTH, SUBSYSTEM, ROUTING, INSTALLATION_PERIOD, TYPE, TYPE_DET, LABEL_DET, ITEM_ID) VALUES ('25074', 'P3334', 'RE+1/3/34', 'X2J32', 'LBC(RE/+1).4C', 7.5, 'RE', 'SPE(ID/+1s).17;SPN(ID/+1)@17.5', 'DP1R13', 'D', '1_CA3', 'RE+1/3/34/1_CA3/LBC(RE/+1).4C', 'CABLERE25074');
INSERT INTO CMSINTEGRATION.CABLE (SERIAL_CODE, START_POINT, START_POINT_DET, END_POINT, END_POINT_DET, LENGTH, SUBSYSTEM, ROUTING, INSTALLATION_PERIOD, TYPE, TYPE_DET, LABEL_DET, ITEM_ID) VALUES ('25075', 'P3335', 'RE+1/3/35', 'X2J32', 'LBC(RE/+1).4C', 7, 'RE', 'SPE(ID/+1s).17;SPN(ID/+1)@17.5', 'DP1R13', 'D', '1_CA3', 'RE+1/3/35/1_CA3/LBC(RE/+1).4C', 'CABLERE25075');
INSERT INTO CMSINTEGRATION.CABLE (SERIAL_CODE, START_POINT, START_POINT_DET, END_POINT, END_POINT_DET, LENGTH, SUBSYSTEM, ROUTING, INSTALLATION_PERIOD, TYPE, TYPE_DET, LABEL_DET, ITEM_ID) VALUES ('25076', 'P3336', 'RE+1/3/36', 'X4J32', 'LBC(RE/+1).1A', 9.5, 'RE', 'SPE(ID/+1s).01;SPN(ID/+1)@01.5', 'DP1R13', 'D', '1_CA3', 'RE+1/3/36/1_CA3/LBC(RE/+1).1A', 'CABLERE25076');
INSERT INTO CMSINTEGRATION.CABLE (SERIAL_CODE, START_POINT, START_POINT_DET, END_POINT, END_POINT_DET, LENGTH, SUBSYSTEM, ROUTING, INSTALLATION_PERIOD, TYPE, TYPE_DET, LABEL_DET, ITEM_ID) VALUES ('25077', 'M3201', 'RE-1/2/01', 'X4V32', 'LBC(RE/-1).1A', 10, 'RE', 'SR2(ID/-1s).01;SPE(ID/-1s).01;SPN(ID/-1)@01.5', 'DM1R12', 'D', '1_CA3', 'RE-1/2/01/1_CA3/LBC(RE/-1).1A', 'CABLERE25077');
INSERT INTO CMSINTEGRATION.CABLE (SERIAL_CODE, START_POINT, START_POINT_DET, END_POINT, END_POINT_DET, LENGTH, SUBSYSTEM, ROUTING, INSTALLATION_PERIOD, TYPE, TYPE_DET, LABEL_DET, ITEM_ID) VALUES ('25078', 'M3202', 'RE-1/2/02', 'X4V32', 'LBC(RE/-1).1A', 9.5, 'RE', 'SR2(ID/-1s).01;SPE(ID/-1s).01;SPN(ID/-1)@01.5', 'DM1R12', 'D', '1_CA3', 'RE-1/2/02/1_CA3/LBC(RE/-1).1A', 'CABLERE25078');
INSERT INTO CMSINTEGRATION.CABLE (SERIAL_CODE, START_POINT, START_POINT_DET, END_POINT, END_POINT_DET, LENGTH, SUBSYSTEM, ROUTING, INSTALLATION_PERIOD, TYPE, TYPE_DET, LABEL_DET, ITEM_ID) VALUES ('25079', 'M3203', 'RE-1/2/03', 'X4V32', 'LBC(RE/-1).1B', 10.5, 'RE', 'SR2(ID/-1s).02;SPE(ID/-1s).02;SPN(ID/-1)@02.5', 'DM1R12', 'D', '1_CA3', 'RE-1/2/03/1_CA3/LBC(RE/-1).1B', 'CABLERE25079');
INSERT INTO CMSINTEGRATION.CABLE (SERIAL_CODE, START_POINT, START_POINT_DET, END_POINT, END_POINT_DET, LENGTH, SUBSYSTEM, ROUTING, INSTALLATION_PERIOD, TYPE, TYPE_DET, LABEL_DET, ITEM_ID) VALUES ('25080', 'M3204', 'RE-1/2/04', 'X4V32', 'LBC(RE/-1).1B', 10, 'RE', 'SR2(ID/-1s).02;SPE(ID/-1s).02;SPN(ID/-1)@02.5', 'DM1R12', 'D', '1_CA3', 'RE-1/2/04/1_CA3/LBC(RE/-1).1B', 'CABLERE25080');
INSERT INTO CMSINTEGRATION.CABLE (SERIAL_CODE, START_POINT, START_POINT_DET, END_POINT, END_POINT_DET, LENGTH, SUBSYSTEM, ROUTING, INSTALLATION_PERIOD, TYPE, TYPE_DET, LABEL_DET, ITEM_ID) VALUES ('25081', 'M3205', 'RE-1/2/05', 'X4V32', 'LBC(RE/-1).1B', 10.5, 'RE', 'SR2(ID/-1s).02;SPE(ID/-1s).02;SPN(ID/-1)@02.5', 'DM1R12', 'D', '1_CA3', 'RE-1/2/05/1_CA3/LBC(RE/-1).1B', 'CABLERE25081');
INSERT INTO CMSINTEGRATION.CABLE (SERIAL_CODE, START_POINT, START_POINT_DET, END_POINT, END_POINT_DET, LENGTH, SUBSYSTEM, ROUTING, INSTALLATION_PERIOD, TYPE, TYPE_DET, LABEL_DET, ITEM_ID) VALUES ('25082', 'M3206', 'RE-1/2/06', 'X4V32', 'LBC(RE/-1).1C', 10.5, 'RE', 'SR2(ID/-1s).03;SPE(ID/-1s).03;SPN(ID/-1)@02.5', 'DM1R12', 'D', '1_CA3', 'RE-1/2/06/1_CA3/LBC(RE/-1).1C', 'CABLERE25082');
INSERT INTO CMSINTEGRATION.CABLE (SERIAL_CODE, START_POINT, START_POINT_DET, END_POINT, END_POINT_DET, LENGTH, SUBSYSTEM, ROUTING, INSTALLATION_PERIOD, TYPE, TYPE_DET, LABEL_DET, ITEM_ID) VALUES ('25083', 'M3207', 'RE-1/2/07', 'X4V32', 'LBC(RE/-1).1C', 11.5, 'RE', 'SR2(ID/-1s).03;SPE(ID/-1s).03;SPN(ID/-1)@02.5', 'DM1R12', 'D', '1_CA3', 'RE-1/2/07/1_CA3/LBC(RE/-1).1C', 'CABLERE25083');
INSERT INTO CMSINTEGRATION.CABLE (SERIAL_CODE, START_POINT, START_POINT_DET, END_POINT, END_POINT_DET, LENGTH, SUBSYSTEM, ROUTING, INSTALLATION_PERIOD, TYPE, TYPE_DET, LABEL_DET, ITEM_ID) VALUES ('25084', 'M3208', 'RE-1/2/08', 'X4V32', 'LBC(RE/-1).1C', 12.5, 'RE', 'SR2(ID/-1s).03;SPE(ID/-1s).03;SPN(ID/-1)@02.5', 'DM1R12', 'D', '1_CA3', 'RE-1/2/08/1_CA3/LBC(RE/-1).1C', 'CABLERE25084');
INSERT INTO CMSINTEGRATION.CABLE (SERIAL_CODE, START_POINT, START_POINT_DET, END_POINT, END_POINT_DET, LENGTH, SUBSYSTEM, ROUTING, INSTALLATION_PERIOD, TYPE, TYPE_DET, LABEL_DET, ITEM_ID) VALUES ('25085', 'M3209', 'RE-1/2/09', 'X4S32', 'LBC(RE/-1).2C', 14, 'RE', 'SR2(ID/-1s).06;SPE(ID/-1s).07;SPN(ID/-1)@07.5', 'DM1R12', 'D', '1_CA3', 'RE-1/2/09/1_CA3/LBC(RE/-1).2C', 'CABLERE25085');
INSERT INTO CMSINTEGRATION.CABLE (SERIAL_CODE, START_POINT, START_POINT_DET, END_POINT, END_POINT_DET, LENGTH, SUBSYSTEM, ROUTING, INSTALLATION_PERIOD, TYPE, TYPE_DET, LABEL_DET, ITEM_ID) VALUES ('25086', 'M3210', 'RE-1/2/10', 'X4S32', 'LBC(RE/-1).2C', 13.5, 'RE', 'SR2(ID/-1s).06;SPE(ID/-1s).07;SPN(ID/-1)@07.5', 'DM1R12', 'D', '1_CA3', 'RE-1/2/10/1_CA3/LBC(RE/-1).2C', 'CABLERE25086');
INSERT INTO CMSINTEGRATION.CABLE (SERIAL_CODE, START_POINT, START_POINT_DET, END_POINT, END_POINT_DET, LENGTH, SUBSYSTEM, ROUTING, INSTALLATION_PERIOD, TYPE, TYPE_DET, LABEL_DET, ITEM_ID) VALUES ('25087', 'M3211', 'RE-1/2/11', 'X4S32', 'LBC(RE/-1).2C', 12.5, 'RE', 'SR2(ID/-1s).06;SPE(ID/-1s).07;SPN(ID/-1)@07.5', 'DM1R12', 'D', '1_CA3', 'RE-1/2/11/1_CA3/LBC(RE/-1).2C', 'CABLERE25087');
INSERT INTO CMSINTEGRATION.CABLE (SERIAL_CODE, START_POINT, START_POINT_DET, END_POINT, END_POINT_DET, LENGTH, SUBSYSTEM, ROUTING, INSTALLATION_PERIOD, TYPE, TYPE_DET, LABEL_DET, ITEM_ID) VALUES ('25088', 'M3212', 'RE-1/2/12', 'X4S32', 'LBC(RE/-1).2B', 12.5, 'RE', 'SR2(ID/-1s).07;SPE(ID/-1s).07;SPN(ID/-1)@07.5', 'DM1R12', 'D', '1_CA3', 'RE-1/2/12/1_CA3/LBC(RE/-1).2B', 'CABLERE25088');
INSERT INTO CMSINTEGRATION.CABLE (SERIAL_CODE, START_POINT, START_POINT_DET, END_POINT, END_POINT_DET, LENGTH, SUBSYSTEM, ROUTING, INSTALLATION_PERIOD, TYPE, TYPE_DET, LABEL_DET, ITEM_ID) VALUES ('25089', 'M3213', 'RE-1/2/13', 'X4S32', 'LBC(RE/-1).2B', 11.5, 'RE', 'SR2(ID/-1s).07;SPE(ID/-1s).07;SPN(ID/-1)@07.5', 'DM1R12', 'D', '1_CA3', 'RE-1/2/13/1_CA3/LBC(RE/-1).2B', 'CABLERE25089');
INSERT INTO CMSINTEGRATION.CABLE (SERIAL_CODE, START_POINT, START_POINT_DET, END_POINT, END_POINT_DET, LENGTH, SUBSYSTEM, ROUTING, INSTALLATION_PERIOD, TYPE, TYPE_DET, LABEL_DET, ITEM_ID) VALUES ('25090', 'M3214', 'RE-1/2/14', 'X4S32', 'LBC(RE/-1).2B', 10.5, 'RE', 'SR2(ID/-1s).07;SPE(ID/-1s).07;SPN(ID/-1)@07.5', 'DM1R12', 'D', '1_CA3', 'RE-1/2/14/1_CA3/LBC(RE/-1).2B', 'CABLERE25090');
INSERT INTO CMSINTEGRATION.CABLE (SERIAL_CODE, START_POINT, START_POINT_DET, END_POINT, END_POINT_DET, LENGTH, SUBSYSTEM, ROUTING, INSTALLATION_PERIOD, TYPE, TYPE_DET, LABEL_DET, ITEM_ID) VALUES ('25091', 'M3215', 'RE-1/2/15', 'X4S32', 'LBC(RE/-1).2A', 12, 'RE', 'SR2(ID/-1s).08;SPE(ID/-1s).08;SPN(ID/-1)@08.5', 'DM1R12', 'D', '1_CA3', 'RE-1/2/15/1_CA3/LBC(RE/-1).2A', 'CABLERE25091');
INSERT INTO CMSINTEGRATION.CABLE (SERIAL_CODE, START_POINT, START_POINT_DET, END_POINT, END_POINT_DET, LENGTH, SUBSYSTEM, ROUTING, INSTALLATION_PERIOD, TYPE, TYPE_DET, LABEL_DET, ITEM_ID) VALUES ('25092', 'M3216', 'RE-1/2/16', 'X4S32', 'LBC(RE/-1).2A', 11, 'RE', 'SR2(ID/-1s).08;SPE(ID/-1s).08;SPN(ID/-1)@08.5', 'DM1R12', 'D', '1_CA3', 'RE-1/2/16/1_CA3/LBC(RE/-1).2A', 'CABLERE25092');
INSERT INTO CMSINTEGRATION.CABLE (SERIAL_CODE, START_POINT, START_POINT_DET, END_POINT, END_POINT_DET, LENGTH, SUBSYSTEM, ROUTING, INSTALLATION_PERIOD, TYPE, TYPE_DET, LABEL_DET, ITEM_ID) VALUES ('25093', 'M3217', 'RE-1/2/17', 'X4S32', 'LBC(RE/-1).2A', 12, 'RE', 'SR2(ID/-1s).08;SPE(ID/-1s).08;SPN(ID/-1)@08.5', 'DM1R12', 'D', '1_CA3', 'RE-1/2/17/1_CA3/LBC(RE/-1).2A', 'CABLERE25093');
INSERT INTO CMSINTEGRATION.CABLE (SERIAL_CODE, START_POINT, START_POINT_DET, END_POINT, END_POINT_DET, LENGTH, SUBSYSTEM, ROUTING, INSTALLATION_PERIOD, TYPE, TYPE_DET, LABEL_DET, ITEM_ID) VALUES ('25094', 'M3218', 'RE-1/2/18', 'X2S32', 'LBC(RE/-1).3C', 12, 'RE', 'SR2(ID/-1s).10;SPE(ID/-1s).10;SPN(ID/-1)@10.5', 'DM1R12', 'D', '1_CA3', 'RE-1/2/18/1_CA3/LBC(RE/-1).3C', 'CABLERE25094');
INSERT INTO CMSINTEGRATION.CABLE (SERIAL_CODE, START_POINT, START_POINT_DET, END_POINT, END_POINT_DET, LENGTH, SUBSYSTEM, ROUTING, INSTALLATION_PERIOD, TYPE, TYPE_DET, LABEL_DET, ITEM_ID) VALUES ('25095', 'M3219', 'RE-1/2/19', 'X2S32', 'LBC(RE/-1).3C', 10.5, 'RE', 'SR2(ID/-1s).10;SPE(ID/-1s).10;SPN(ID/-1)@10.5', 'DM1R12', 'D', '1_CA3', 'RE-1/2/19/1_CA3/LBC(RE/-1).3C', 'CABLERE25095');
INSERT INTO CMSINTEGRATION.CABLE (SERIAL_CODE, START_POINT, START_POINT_DET, END_POINT, END_POINT_DET, LENGTH, SUBSYSTEM, ROUTING, INSTALLATION_PERIOD, TYPE, TYPE_DET, LABEL_DET, ITEM_ID) VALUES ('25096', 'M3220', 'RE-1/2/20', 'X2S32', 'LBC(RE/-1).3C', 10, 'RE', 'SR2(ID/-1s).10;SPE(ID/-1s).10;SPN(ID/-1)@10.5', 'DM1R12', 'D', '1_CA3', 'RE-1/2/20/1_CA3/LBC(RE/-1).3C', 'CABLERE25096');
INSERT INTO CMSINTEGRATION.CABLE (SERIAL_CODE, START_POINT, START_POINT_DET, END_POINT, END_POINT_DET, LENGTH, SUBSYSTEM, ROUTING, INSTALLATION_PERIOD, TYPE, TYPE_DET, LABEL_DET, ITEM_ID) VALUES ('25097', 'M3221', 'RE-1/2/21', 'X2S32', 'LBC(RE/-1).3B', 16, 'RE', 'SR2(ID/-1s).11;SPE(ID/-1s).11;SPN(ID/-1)@11.5', 'DM1R12', 'D', '1_CA3', 'RE-1/2/21/1_CA3/LBC(RE/-1).3B', 'CABLERE25097');
INSERT INTO CMSINTEGRATION.CABLE (SERIAL_CODE, START_POINT, START_POINT_DET, END_POINT, END_POINT_DET, LENGTH, SUBSYSTEM, ROUTING, INSTALLATION_PERIOD, TYPE, TYPE_DET, LABEL_DET, ITEM_ID) VALUES ('25098', 'M3222', 'RE-1/2/22', 'X2S32', 'LBC(RE/-1).3B', 15.5, 'RE', 'SR2(ID/-1s).11;SPE(ID/-1s).11;SPN(ID/-1)@11.5', 'DM1R12', 'D', '1_CA3', 'RE-1/2/22/1_CA3/LBC(RE/-1).3B', 'CABLERE25098');
INSERT INTO CMSINTEGRATION.CABLE (SERIAL_CODE, START_POINT, START_POINT_DET, END_POINT, END_POINT_DET, LENGTH, SUBSYSTEM, ROUTING, INSTALLATION_PERIOD, TYPE, TYPE_DET, LABEL_DET, ITEM_ID) VALUES ('25099', 'M3223', 'RE-1/2/23', 'X2S32', 'LBC(RE/-1).3B', 16, 'RE', 'SR2(ID/-1s).11;SPE(ID/-1s).11;SPN(ID/-1)@11.5', 'DM1R12', 'D', '1_CA3', 'RE-1/2/23/1_CA3/LBC(RE/-1).3B', 'CABLERE25099');
INSERT INTO CMSINTEGRATION.CABLE (SERIAL_CODE, START_POINT, START_POINT_DET, END_POINT, END_POINT_DET, LENGTH, SUBSYSTEM, ROUTING, INSTALLATION_PERIOD, TYPE, TYPE_DET, LABEL_DET, ITEM_ID) VALUES ('25100', 'M3224', 'RE-1/2/24', 'X2S32', 'LBC(RE/-1).3A', 13.5, 'RE', 'SR2(ID/-1s).12;SPE(ID/-1s).12;SPN(ID/-1)@11.5', 'DM1R12', 'D', '1_CA3', 'RE-1/2/24/1_CA3/LBC(RE/-1).3A', 'CABLERE25100');
INSERT INTO CMSINTEGRATION.CABLE (SERIAL_CODE, START_POINT, START_POINT_DET, END_POINT, END_POINT_DET, LENGTH, SUBSYSTEM, ROUTING, INSTALLATION_PERIOD, TYPE, TYPE_DET, LABEL_DET, ITEM_ID) VALUES ('25101', 'M3225', 'RE-1/2/25', 'X2S32', 'LBC(RE/-1).3A', 14, 'RE', 'SR2(ID/-1s).12;SPE(ID/-1s).12;SPN(ID/-1)@11.5', 'DM1R12', 'D', '1_CA3', 'RE-1/2/25/1_CA3/LBC(RE/-1).3A', 'CABLERE25101');
INSERT INTO CMSINTEGRATION.CABLE (SERIAL_CODE, START_POINT, START_POINT_DET, END_POINT, END_POINT_DET, LENGTH, SUBSYSTEM, ROUTING, INSTALLATION_PERIOD, TYPE, TYPE_DET, LABEL_DET, ITEM_ID) VALUES ('25102', 'M3226', 'RE-1/2/26', 'X2S32', 'LBC(RE/-1).3A', 15.5, 'RE', 'SR2(ID/-1s).12;SPE(ID/-1s).12;SPN(ID/-1)@11.5', 'DM1R12', 'D', '1_CA3', 'RE-1/2/26/1_CA3/LBC(RE/-1).3A', 'CABLERE25102');
INSERT INTO CMSINTEGRATION.CABLE (SERIAL_CODE, START_POINT, START_POINT_DET, END_POINT, END_POINT_DET, LENGTH, SUBSYSTEM, ROUTING, INSTALLATION_PERIOD, TYPE, TYPE_DET, LABEL_DET, ITEM_ID) VALUES ('25103', 'M3227', 'RE-1/2/27', 'X2V32', 'LBC(RE/-1).4A', 15.5, 'RE', 'SR2(ID/-1s).15;SPE(ID/-1s).16;SPN(ID/-1)@16.5', 'DM1R12', 'D', '1_CA3', 'RE-1/2/27/1_CA3/LBC(RE/-1).4A', 'CABLERE25103');
INSERT INTO CMSINTEGRATION.CABLE (SERIAL_CODE, START_POINT, START_POINT_DET, END_POINT, END_POINT_DET, LENGTH, SUBSYSTEM, ROUTING, INSTALLATION_PERIOD, TYPE, TYPE_DET, LABEL_DET, ITEM_ID) VALUES ('25104', 'M3228', 'RE-1/2/28', 'X2V32', 'LBC(RE/-1).4A', 15, 'RE', 'SR2(ID/-1s).15;SPE(ID/-1s).16;SPN(ID/-1)@16.5', 'DM1R12', 'D', '1_CA3', 'RE-1/2/28/1_CA3/LBC(RE/-1).4A', 'CABLERE25104');
INSERT INTO CMSINTEGRATION.CABLE (SERIAL_CODE, START_POINT, START_POINT_DET, END_POINT, END_POINT_DET, LENGTH, SUBSYSTEM, ROUTING, INSTALLATION_PERIOD, TYPE, TYPE_DET, LABEL_DET, ITEM_ID) VALUES ('25105', 'M3229', 'RE-1/2/29', 'X2V32', 'LBC(RE/-1).4A', 14, 'RE', 'SR2(ID/-1s).15;SPE(ID/-1s).16;SPN(ID/-1)@16.5', 'DM1R12', 'D', '1_CA3', 'RE-1/2/29/1_CA3/LBC(RE/-1).4A', 'CABLERE25105');
INSERT INTO CMSINTEGRATION.CABLE (SERIAL_CODE, START_POINT, START_POINT_DET, END_POINT, END_POINT_DET, LENGTH, SUBSYSTEM, ROUTING, INSTALLATION_PERIOD, TYPE, TYPE_DET, LABEL_DET, ITEM_ID) VALUES ('25106', 'M3230', 'RE-1/2/30', 'X2V32', 'LBC(RE/-1).4B', 15.5, 'RE', 'SR2(ID/-1s).16;SPE(ID/-1s).16;SPN(ID/-1)@16.5', 'DM1R12', 'D', '1_CA3', 'RE-1/2/30/1_CA3/LBC(RE/-1).4B', 'CABLERE25106');
INSERT INTO CMSINTEGRATION.CABLE (SERIAL_CODE, START_POINT, START_POINT_DET, END_POINT, END_POINT_DET, LENGTH, SUBSYSTEM, ROUTING, INSTALLATION_PERIOD, TYPE, TYPE_DET, LABEL_DET, ITEM_ID) VALUES ('25107', 'M3231', 'RE-1/2/31', 'X2V32', 'LBC(RE/-1).4B', 14, 'RE', 'SR2(ID/-1s).16;SPE(ID/-1s).16;SPN(ID/-1)@16.5', 'DM1R12', 'D', '1_CA3', 'RE-1/2/31/1_CA3/LBC(RE/-1).4B', 'CABLERE25107');
INSERT INTO CMSINTEGRATION.CABLE (SERIAL_CODE, START_POINT, START_POINT_DET, END_POINT, END_POINT_DET, LENGTH, SUBSYSTEM, ROUTING, INSTALLATION_PERIOD, TYPE, TYPE_DET, LABEL_DET, ITEM_ID) VALUES ('25108', 'M3232', 'RE-1/2/32', 'X2V32', 'LBC(RE/-1).4B', 13.5, 'RE', 'SR2(ID/-1s).16;SPE(ID/-1s).16;SPN(ID/-1)@16.5', 'DM1R12', 'D', '1_CA3', 'RE-1/2/32/1_CA3/LBC(RE/-1).4B', 'CABLERE25108');
INSERT INTO CMSINTEGRATION.CABLE (SERIAL_CODE, START_POINT, START_POINT_DET, END_POINT, END_POINT_DET, LENGTH, SUBSYSTEM, ROUTING, INSTALLATION_PERIOD, TYPE, TYPE_DET, LABEL_DET, ITEM_ID) VALUES ('25109', 'M3233', 'RE-1/2/33', 'X2V32', 'LBC(RE/-1).4C', 10.5, 'RE', 'SR2(ID/-1s).17;SPE(ID/-1s).17;SPN(ID/-1)@17.5', 'DM1R12', 'D', '1_CA3', 'RE-1/2/33/1_CA3/LBC(RE/-1).4C', 'CABLERE25109');
INSERT INTO CMSINTEGRATION.CABLE (SERIAL_CODE, START_POINT, START_POINT_DET, END_POINT, END_POINT_DET, LENGTH, SUBSYSTEM, ROUTING, INSTALLATION_PERIOD, TYPE, TYPE_DET, LABEL_DET, ITEM_ID) VALUES ('25110', 'M3234', 'RE-1/2/34', 'X2V32', 'LBC(RE/-1).4C', 10, 'RE', 'SR2(ID/-1s).17;SPE(ID/-1s).17;SPN(ID/-1)@17.5', 'DM1R12', 'D', '1_CA3', 'RE-1/2/34/1_CA3/LBC(RE/-1).4C', 'CABLERE25110');
INSERT INTO CMSINTEGRATION.CABLE (SERIAL_CODE, START_POINT, START_POINT_DET, END_POINT, END_POINT_DET, LENGTH, SUBSYSTEM, ROUTING, INSTALLATION_PERIOD, TYPE, TYPE_DET, LABEL_DET, ITEM_ID) VALUES ('25111', 'M3235', 'RE-1/2/35', 'X2V32', 'LBC(RE/-1).4C', 10.5, 'RE', 'SR2(ID/-1s).17;SPE(ID/-1s).17;SPN(ID/-1)@17.5', 'DM1R12', 'D', '1_CA3', 'RE-1/2/35/1_CA3/LBC(RE/-1).4C', 'CABLERE25111');
INSERT INTO CMSINTEGRATION.CABLE (SERIAL_CODE, START_POINT, START_POINT_DET, END_POINT, END_POINT_DET, LENGTH, SUBSYSTEM, ROUTING, INSTALLATION_PERIOD, TYPE, TYPE_DET, LABEL_DET, ITEM_ID) VALUES ('25112', 'M3236', 'RE-1/2/36', 'X4V32', 'LBC(RE/-1).1A', 11.5, 'RE', 'SR2(ID/-1s).01;SPE(ID/-1s).01;SPN(ID/-1)@01.5', 'DM1R12', 'D', '1_CA3', 'RE-1/2/36/1_CA3/LBC(RE/-1).1A', 'CABLERE25112');
INSERT INTO CMSINTEGRATION.CABLE (SERIAL_CODE, START_POINT, START_POINT_DET, END_POINT, END_POINT_DET, LENGTH, SUBSYSTEM, ROUTING, INSTALLATION_PERIOD, TYPE, TYPE_DET, LABEL_DET, ITEM_ID) VALUES ('25113', 'M3301', 'RE-1/3/01', 'X4V32', 'LBC(RE/-1).1A', 8, 'RE', 'SPE(ID/-1s).01;SPN(ID/-1)@01.5', 'DM1R13', 'D', '1_CA3', 'RE-1/3/01/1_CA3/LBC(RE/-1).1A', 'CABLERE25113');
INSERT INTO CMSINTEGRATION.CABLE (SERIAL_CODE, START_POINT, START_POINT_DET, END_POINT, END_POINT_DET, LENGTH, SUBSYSTEM, ROUTING, INSTALLATION_PERIOD, TYPE, TYPE_DET, LABEL_DET, ITEM_ID) VALUES ('25114', 'M3302', 'RE-1/3/02', 'X4V32', 'LBC(RE/-1).1A', 7, 'RE', 'SPE(ID/-1s).01;SPN(ID/-1)@01.5', 'DM1R13', 'D', '1_CA3', 'RE-1/3/02/1_CA3/LBC(RE/-1).1A', 'CABLERE25114');
INSERT INTO CMSINTEGRATION.CABLE (SERIAL_CODE, START_POINT, START_POINT_DET, END_POINT, END_POINT_DET, LENGTH, SUBSYSTEM, ROUTING, INSTALLATION_PERIOD, TYPE, TYPE_DET, LABEL_DET, ITEM_ID) VALUES ('25115', 'M3303', 'RE-1/3/03', 'X4V32', 'LBC(RE/-1).1B', 10, 'RE', 'SPE(ID/-1s).02;SPN(ID/-1)@02.5', 'DM1R13', 'D', '1_CA3', 'RE-1/3/03/1_CA3/LBC(RE/-1).1B', 'CABLERE25115');
INSERT INTO CMSINTEGRATION.CABLE (SERIAL_CODE, START_POINT, START_POINT_DET, END_POINT, END_POINT_DET, LENGTH, SUBSYSTEM, ROUTING, INSTALLATION_PERIOD, TYPE, TYPE_DET, LABEL_DET, ITEM_ID) VALUES ('25116', 'M3304', 'RE-1/3/04', 'X4V32', 'LBC(RE/-1).1B', 7.5, 'RE', 'SPE(ID/-1s).02;SPN(ID/-1)@02.5', 'DM1R13', 'D', '1_CA3', 'RE-1/3/04/1_CA3/LBC(RE/-1).1B', 'CABLERE25116');
INSERT INTO CMSINTEGRATION.CABLE (SERIAL_CODE, START_POINT, START_POINT_DET, END_POINT, END_POINT_DET, LENGTH, SUBSYSTEM, ROUTING, INSTALLATION_PERIOD, TYPE, TYPE_DET, LABEL_DET, ITEM_ID) VALUES ('25117', 'M3305', 'RE-1/3/05', 'X4V32', 'LBC(RE/-1).1B', 7, 'RE', 'SPE(ID/-1s).02;SPN(ID/-1)@02.5', 'DM1R13', 'D', '1_CA3', 'RE-1/3/05/1_CA3/LBC(RE/-1).1B', 'CABLERE25117');
INSERT INTO CMSINTEGRATION.CABLE (SERIAL_CODE, START_POINT, START_POINT_DET, END_POINT, END_POINT_DET, LENGTH, SUBSYSTEM, ROUTING, INSTALLATION_PERIOD, TYPE, TYPE_DET, LABEL_DET, ITEM_ID) VALUES ('25118', 'M3306', 'RE-1/3/06', 'X4V32', 'LBC(RE/-1).1C', 8.5, 'RE', 'SPE(ID/-1s).03;SPN(ID/-1)@02.5', 'DM1R13', 'D', '1_CA3', 'RE-1/3/06/1_CA3/LBC(RE/-1).1C', 'CABLERE25118');
INSERT INTO CMSINTEGRATION.CABLE (SERIAL_CODE, START_POINT, START_POINT_DET, END_POINT, END_POINT_DET, LENGTH, SUBSYSTEM, ROUTING, INSTALLATION_PERIOD, TYPE, TYPE_DET, LABEL_DET, ITEM_ID) VALUES ('25119', 'M3307', 'RE-1/3/07', 'X4V32', 'LBC(RE/-1).1C', 9.5, 'RE', 'SPE(ID/-1s).03;SPN(ID/-1)@02.5', 'DM1R13', 'D', '1_CA3', 'RE-1/3/07/1_CA3/LBC(RE/-1).1C', 'CABLERE25119');
INSERT INTO CMSINTEGRATION.CABLE (SERIAL_CODE, START_POINT, START_POINT_DET, END_POINT, END_POINT_DET, LENGTH, SUBSYSTEM, ROUTING, INSTALLATION_PERIOD, TYPE, TYPE_DET, LABEL_DET, ITEM_ID) VALUES ('25120', 'M3308', 'RE-1/3/08', 'X4V32', 'LBC(RE/-1).1C', 11, 'RE', 'SPE(ID/-1s).03;SPN(ID/-1)@02.5', 'DM1R13', 'D', '1_CA3', 'RE-1/3/08/1_CA3/LBC(RE/-1).1C', 'CABLERE25120');
INSERT INTO CMSINTEGRATION.CABLE (SERIAL_CODE, START_POINT, START_POINT_DET, END_POINT, END_POINT_DET, LENGTH, SUBSYSTEM, ROUTING, INSTALLATION_PERIOD, TYPE, TYPE_DET, LABEL_DET, ITEM_ID) VALUES ('25121', 'M3309', 'RE-1/3/09', 'X4S32', 'LBC(RE/-1).2C', 15, 'RE', 'SPE(ID/-1s).05;SPN(ID/-1)@05.5;SPN(ID/-1)@06.5;SPN(ID/-1)@07.5', 'DM1R13', 'D', '1_CA3', 'RE-1/3/09/1_CA3/LBC(RE/-1).2C', 'CABLERE25121');
INSERT INTO CMSINTEGRATION.CABLE (SERIAL_CODE, START_POINT, START_POINT_DET, END_POINT, END_POINT_DET, LENGTH, SUBSYSTEM, ROUTING, INSTALLATION_PERIOD, TYPE, TYPE_DET, LABEL_DET, ITEM_ID) VALUES ('25122', 'M3310', 'RE-1/3/10', 'X4S32', 'LBC(RE/-1).2C', 13.5, 'RE', 'SPE(ID/-1s).05;SPN(ID/-1)@05.5;SPN(ID/-1)@06.5;SPN(ID/-1)@07.5', 'DM1R13', 'D', '1_CA3', 'RE-1/3/10/1_CA3/LBC(RE/-1).2C', 'CABLERE25122');
INSERT INTO CMSINTEGRATION.CABLE (SERIAL_CODE, START_POINT, START_POINT_DET, END_POINT, END_POINT_DET, LENGTH, SUBSYSTEM, ROUTING, INSTALLATION_PERIOD, TYPE, TYPE_DET, LABEL_DET, ITEM_ID) VALUES ('25123', 'M3311', 'RE-1/3/11', 'X4S32', 'LBC(RE/-1).2C', 12.5, 'RE', 'SPE(ID/-1s).05;SPN(ID/-1)@05.5;SPN(ID/-1)@06.5;SPN(ID/-1)@07.5', 'DM1R13', 'D', '1_CA3', 'RE-1/3/11/1_CA3/LBC(RE/-1).2C', 'CABLERE25123');
INSERT INTO CMSINTEGRATION.CABLE (SERIAL_CODE, START_POINT, START_POINT_DET, END_POINT, END_POINT_DET, LENGTH, SUBSYSTEM, ROUTING, INSTALLATION_PERIOD, TYPE, TYPE_DET, LABEL_DET, ITEM_ID) VALUES ('25124', 'M3312', 'RE-1/3/12', 'X4S32', 'LBC(RE/-1).2B', 11, 'RE', 'SPE(ID/-1s).07;SPN(ID/-1)@07.5', 'DM1R13', 'D', '1_CA3', 'RE-1/3/12/1_CA3/LBC(RE/-1).2B', 'CABLERE25124');
INSERT INTO CMSINTEGRATION.CABLE (SERIAL_CODE, START_POINT, START_POINT_DET, END_POINT, END_POINT_DET, LENGTH, SUBSYSTEM, ROUTING, INSTALLATION_PERIOD, TYPE, TYPE_DET, LABEL_DET, ITEM_ID) VALUES ('25125', 'M3313', 'RE-1/3/13', 'X4S32', 'LBC(RE/-1).2B', 9.5, 'RE', 'SPE(ID/-1s).07;SPN(ID/-1)@07.5', 'DM1R13', 'D', '1_CA3', 'RE-1/3/13/1_CA3/LBC(RE/-1).2B', 'CABLERE25125');
INSERT INTO CMSINTEGRATION.CABLE (SERIAL_CODE, START_POINT, START_POINT_DET, END_POINT, END_POINT_DET, LENGTH, SUBSYSTEM, ROUTING, INSTALLATION_PERIOD, TYPE, TYPE_DET, LABEL_DET, ITEM_ID) VALUES ('25126', 'M3314', 'RE-1/3/14', 'X4S32', 'LBC(RE/-1).2B', 8.5, 'RE', 'SPE(ID/-1s).07;SPN(ID/-1)@07.5', 'DM1R13', 'D', '1_CA3', 'RE-1/3/14/1_CA3/LBC(RE/-1).2B', 'CABLERE25126');
INSERT INTO CMSINTEGRATION.CABLE (SERIAL_CODE, START_POINT, START_POINT_DET, END_POINT, END_POINT_DET, LENGTH, SUBSYSTEM, ROUTING, INSTALLATION_PERIOD, TYPE, TYPE_DET, LABEL_DET, ITEM_ID) VALUES ('25127', 'M3315', 'RE-1/3/15', 'X4S32', 'LBC(RE/-1).2A', 9, 'RE', 'SPE(ID/-1s).08;SPN(ID/-1)@08.5', 'DM1R13', 'D', '1_CA3', 'RE-1/3/15/1_CA3/LBC(RE/-1).2A', 'CABLERE25127');
INSERT INTO CMSINTEGRATION.CABLE (SERIAL_CODE, START_POINT, START_POINT_DET, END_POINT, END_POINT_DET, LENGTH, SUBSYSTEM, ROUTING, INSTALLATION_PERIOD, TYPE, TYPE_DET, LABEL_DET, ITEM_ID) VALUES ('25128', 'M3316', 'RE-1/3/16', 'X4S32', 'LBC(RE/-1).2A', 7.5, 'RE', 'SPE(ID/-1s).08;SPN(ID/-1)@08.5', 'DM1R13', 'D', '1_CA3', 'RE-1/3/16/1_CA3/LBC(RE/-1).2A', 'CABLERE25128');
INSERT INTO CMSINTEGRATION.CABLE (SERIAL_CODE, START_POINT, START_POINT_DET, END_POINT, END_POINT_DET, LENGTH, SUBSYSTEM, ROUTING, INSTALLATION_PERIOD, TYPE, TYPE_DET, LABEL_DET, ITEM_ID) VALUES ('25129', 'M3317', 'RE-1/3/17', 'X4S32', 'LBC(RE/-1).2A', 7.5, 'RE', 'SPE(ID/-1s).08;SPN(ID/-1)@08.5', 'DM1R13', 'D', '1_CA3', 'RE-1/3/17/1_CA3/LBC(RE/-1).2A', 'CABLERE25129');
INSERT INTO CMSINTEGRATION.CABLE (SERIAL_CODE, START_POINT, START_POINT_DET, END_POINT, END_POINT_DET, LENGTH, SUBSYSTEM, ROUTING, INSTALLATION_PERIOD, TYPE, TYPE_DET, LABEL_DET, ITEM_ID) VALUES ('25130', 'M3318', 'RE-1/3/18', 'X2S32', 'LBC(RE/-1).3C', 10, 'RE', 'SPE(ID/-1s).10;SPN(ID/-1)@10.5', 'DM1R13', 'D', '1_CA3', 'RE-1/3/18/1_CA3/LBC(RE/-1).3C', 'CABLERE25130');
INSERT INTO CMSINTEGRATION.CABLE (SERIAL_CODE, START_POINT, START_POINT_DET, END_POINT, END_POINT_DET, LENGTH, SUBSYSTEM, ROUTING, INSTALLATION_PERIOD, TYPE, TYPE_DET, LABEL_DET, ITEM_ID) VALUES ('25131', 'M3319', 'RE-1/3/19', 'X2S32', 'LBC(RE/-1).3C', 9, 'RE', 'SPE(ID/-1s).10;SPN(ID/-1)@10.5', 'DM1R13', 'D', '1_CA3', 'RE-1/3/19/1_CA3/LBC(RE/-1).3C', 'CABLERE25131');
INSERT INTO CMSINTEGRATION.CABLE (SERIAL_CODE, START_POINT, START_POINT_DET, END_POINT, END_POINT_DET, LENGTH, SUBSYSTEM, ROUTING, INSTALLATION_PERIOD, TYPE, TYPE_DET, LABEL_DET, ITEM_ID) VALUES ('25132', 'M3320', 'RE-1/3/20', 'X2S32', 'LBC(RE/-1).3C', 7.5, 'RE', 'SPE(ID/-1s).10;SPN(ID/-1)@10.5', 'DM1R13', 'D', '1_CA3', 'RE-1/3/20/1_CA3/LBC(RE/-1).3C', 'CABLERE25132');
INSERT INTO CMSINTEGRATION.CABLE (SERIAL_CODE, START_POINT, START_POINT_DET, END_POINT, END_POINT_DET, LENGTH, SUBSYSTEM, ROUTING, INSTALLATION_PERIOD, TYPE, TYPE_DET, LABEL_DET, ITEM_ID) VALUES ('25133', 'M3321', 'RE-1/3/21', 'X2S32', 'LBC(RE/-1).3B', 14.5, 'RE', 'SPE(ID/-1s).11;SPN(ID/-1)@11.5', 'DM1R13', 'D', '1_CA3', 'RE-1/3/21/1_CA3/LBC(RE/-1).3B', 'CABLERE25133');
INSERT INTO CMSINTEGRATION.CABLE (SERIAL_CODE, START_POINT, START_POINT_DET, END_POINT, END_POINT_DET, LENGTH, SUBSYSTEM, ROUTING, INSTALLATION_PERIOD, TYPE, TYPE_DET, LABEL_DET, ITEM_ID) VALUES ('25134', 'M3322', 'RE-1/3/22', 'X2S32', 'LBC(RE/-1).3B', 13, 'RE', 'SPE(ID/-1s).11;SPN(ID/-1)@11.5', 'DM1R13', 'D', '1_CA3', 'RE-1/3/22/1_CA3/LBC(RE/-1).3B', 'CABLERE25134');
INSERT INTO CMSINTEGRATION.CABLE (SERIAL_CODE, START_POINT, START_POINT_DET, END_POINT, END_POINT_DET, LENGTH, SUBSYSTEM, ROUTING, INSTALLATION_PERIOD, TYPE, TYPE_DET, LABEL_DET, ITEM_ID) VALUES ('25135', 'M3323', 'RE-1/3/23', 'X2S32', 'LBC(RE/-1).3B', 12, 'RE', 'SPE(ID/-1s).11;SPN(ID/-1)@11.5', 'DM1R13', 'D', '1_CA3', 'RE-1/3/23/1_CA3/LBC(RE/-1).3B', 'CABLERE25135');
INSERT INTO CMSINTEGRATION.CABLE (SERIAL_CODE, START_POINT, START_POINT_DET, END_POINT, END_POINT_DET, LENGTH, SUBSYSTEM, ROUTING, INSTALLATION_PERIOD, TYPE, TYPE_DET, LABEL_DET, ITEM_ID) VALUES ('25136', 'M3324', 'RE-1/3/24', 'X2S32', 'LBC(RE/-1).3A', 11, 'RE', 'SPE(ID/-1s).12;SPN(ID/-1)@11.5', 'DM1R13', 'D', '1_CA3', 'RE-1/3/24/1_CA3/LBC(RE/-1).3A', 'CABLERE25136');
INSERT INTO CMSINTEGRATION.CABLE (SERIAL_CODE, START_POINT, START_POINT_DET, END_POINT, END_POINT_DET, LENGTH, SUBSYSTEM, ROUTING, INSTALLATION_PERIOD, TYPE, TYPE_DET, LABEL_DET, ITEM_ID) VALUES ('25137', 'M3325', 'RE-1/3/25', 'X2S32', 'LBC(RE/-1).3A', 12, 'RE', 'SPE(ID/-1s).12;SPN(ID/-1)@11.5', 'DM1R13', 'D', '1_CA3', 'RE-1/3/25/1_CA3/LBC(RE/-1).3A', 'CABLERE25137');
INSERT INTO CMSINTEGRATION.CABLE (SERIAL_CODE, START_POINT, START_POINT_DET, END_POINT, END_POINT_DET, LENGTH, SUBSYSTEM, ROUTING, INSTALLATION_PERIOD, TYPE, TYPE_DET, LABEL_DET, ITEM_ID) VALUES ('25138', 'M3326', 'RE-1/3/26', 'X2S32', 'LBC(RE/-1).3A', 13.5, 'RE', 'SPE(ID/-1s).12;SPN(ID/-1)@11.5', 'DM1R13', 'D', '1_CA3', 'RE-1/3/26/1_CA3/LBC(RE/-1).3A', 'CABLERE25138');
INSERT INTO CMSINTEGRATION.CABLE (SERIAL_CODE, START_POINT, START_POINT_DET, END_POINT, END_POINT_DET, LENGTH, SUBSYSTEM, ROUTING, INSTALLATION_PERIOD, TYPE, TYPE_DET, LABEL_DET, ITEM_ID) VALUES ('25139', 'M3327', 'RE-1/3/27', 'X2V32', 'LBC(RE/-1).4A', 17.5, 'RE', 'SPE(ID/-1s).14;SPN(ID/-1)@14.5;SPN(ID/-1)@15.5;SPN(ID/-1)@16.5', 'DM1R13', 'D', '1_CA3', 'RE-1/3/27/1_CA3/LBC(RE/-1).4A', 'CABLERE25139');
INSERT INTO CMSINTEGRATION.CABLE (SERIAL_CODE, START_POINT, START_POINT_DET, END_POINT, END_POINT_DET, LENGTH, SUBSYSTEM, ROUTING, INSTALLATION_PERIOD, TYPE, TYPE_DET, LABEL_DET, ITEM_ID) VALUES ('25140', 'M3328', 'RE-1/3/28', 'X2V32', 'LBC(RE/-1).4A', 16, 'RE', 'SPE(ID/-1s).14;SPN(ID/-1)@14.5;SPN(ID/-1)@15.5;SPN(ID/-1)@16.5', 'DM1R13', 'D', '1_CA3', 'RE-1/3/28/1_CA3/LBC(RE/-1).4A', 'CABLERE25140');
INSERT INTO CMSINTEGRATION.CABLE (SERIAL_CODE, START_POINT, START_POINT_DET, END_POINT, END_POINT_DET, LENGTH, SUBSYSTEM, ROUTING, INSTALLATION_PERIOD, TYPE, TYPE_DET, LABEL_DET, ITEM_ID) VALUES ('25141', 'M3329', 'RE-1/3/29', 'X2V32', 'LBC(RE/-1).4A', 15, 'RE', 'SPE(ID/-1s).14;SPN(ID/-1)@14.5;SPN(ID/-1)@15.5;SPN(ID/-1)@16.5', 'DM1R13', 'D', '1_CA3', 'RE-1/3/29/1_CA3/LBC(RE/-1).4A', 'CABLERE25141');
INSERT INTO CMSINTEGRATION.CABLE (SERIAL_CODE, START_POINT, START_POINT_DET, END_POINT, END_POINT_DET, LENGTH, SUBSYSTEM, ROUTING, INSTALLATION_PERIOD, TYPE, TYPE_DET, LABEL_DET, ITEM_ID) VALUES ('25142', 'M3330', 'RE-1/3/30', 'X2V32', 'LBC(RE/-1).4B', 13.5, 'RE', 'SPE(ID/-1s).16;SPN(ID/-1)@16.5', 'DM1R13', 'D', '1_CA3', 'RE-1/3/30/1_CA3/LBC(RE/-1).4B', 'CABLERE25142');
INSERT INTO CMSINTEGRATION.CABLE (SERIAL_CODE, START_POINT, START_POINT_DET, END_POINT, END_POINT_DET, LENGTH, SUBSYSTEM, ROUTING, INSTALLATION_PERIOD, TYPE, TYPE_DET, LABEL_DET, ITEM_ID) VALUES ('25143', 'M3331', 'RE-1/3/31', 'X2V32', 'LBC(RE/-1).4B', 12, 'RE', 'SPE(ID/-1s).16;SPN(ID/-1)@16.5', 'DM1R13', 'D', '1_CA3', 'RE-1/3/31/1_CA3/LBC(RE/-1).4B', 'CABLERE25143');
INSERT INTO CMSINTEGRATION.CABLE (SERIAL_CODE, START_POINT, START_POINT_DET, END_POINT, END_POINT_DET, LENGTH, SUBSYSTEM, ROUTING, INSTALLATION_PERIOD, TYPE, TYPE_DET, LABEL_DET, ITEM_ID) VALUES ('25144', 'M3332', 'RE-1/3/32', 'X2V32', 'LBC(RE/-1).4B', 11, 'RE', 'SPE(ID/-1s).16;SPN(ID/-1)@16.5', 'DM1R13', 'D', '1_CA3', 'RE-1/3/32/1_CA3/LBC(RE/-1).4B', 'CABLERE25144');
INSERT INTO CMSINTEGRATION.CABLE (SERIAL_CODE, START_POINT, START_POINT_DET, END_POINT, END_POINT_DET, LENGTH, SUBSYSTEM, ROUTING, INSTALLATION_PERIOD, TYPE, TYPE_DET, LABEL_DET, ITEM_ID) VALUES ('25145', 'M3333', 'RE-1/3/33', 'X2V32', 'LBC(RE/-1).4C', 9, 'RE', 'SPE(ID/-1s).17;SPN(ID/-1)@17.5', 'DM1R13', 'D', '1_CA3', 'RE-1/3/33/1_CA3/LBC(RE/-1).4C', 'CABLERE25145');
INSERT INTO CMSINTEGRATION.CABLE (SERIAL_CODE, START_POINT, START_POINT_DET, END_POINT, END_POINT_DET, LENGTH, SUBSYSTEM, ROUTING, INSTALLATION_PERIOD, TYPE, TYPE_DET, LABEL_DET, ITEM_ID) VALUES ('25146', 'M3334', 'RE-1/3/34', 'X2V32', 'LBC(RE/-1).4C', 7.5, 'RE', 'SPE(ID/-1s).17;SPN(ID/-1)@17.5', 'DM1R13', 'D', '1_CA3', 'RE-1/3/34/1_CA3/LBC(RE/-1).4C', 'CABLERE25146');
INSERT INTO CMSINTEGRATION.CABLE (SERIAL_CODE, START_POINT, START_POINT_DET, END_POINT, END_POINT_DET, LENGTH, SUBSYSTEM, ROUTING, INSTALLATION_PERIOD, TYPE, TYPE_DET, LABEL_DET, ITEM_ID) VALUES ('25147', 'M3335', 'RE-1/3/35', 'X2V32', 'LBC(RE/-1).4C', 7, 'RE', 'SPE(ID/-1s).17;SPN(ID/-1)@17.5', 'DM1R13', 'D', '1_CA3', 'RE-1/3/35/1_CA3/LBC(RE/-1).4C', 'CABLERE25147');
INSERT INTO CMSINTEGRATION.CABLE (SERIAL_CODE, START_POINT, START_POINT_DET, END_POINT, END_POINT_DET, LENGTH, SUBSYSTEM, ROUTING, INSTALLATION_PERIOD, TYPE, TYPE_DET, LABEL_DET, ITEM_ID) VALUES ('25148', 'M3336', 'RE-1/3/36', 'X4V32', 'LBC(RE/-1).1A', 9.5, 'RE', 'SPE(ID/-1s).01;SPN(ID/-1)@01.5', 'DM1R13', 'D', '1_CA3', 'RE-1/3/36/1_CA3/LBC(RE/-1).1A', 'CABLERE25148');

## Lengths
Cable lengths taken from "1_CA3"
original file from 2005
| NOT for PRODUCTION |  |  |  | Ian 7 April 2022
6 cables per chamber
# | Chamber Name | Rack | Cable Name | Cable length | [m]
[m]
1 | RE+1/2/01 | X4J32 | LBC(RE/+1).1A | 10 | 60
2 | RE+1/2/02 | X4J32 | LBC(RE/+1).1A | 9.5 | 57
3 | RE+1/2/03 | X4J32 | LBC(RE/+1).1B | 10.5 | 63
4 | RE+1/2/04 | X4J32 | LBC(RE/+1).1B | 10 | 60
5 | RE+1/2/05 | X4J32 | LBC(RE/+1).1B | 10.5 | 63
6 | RE+1/2/06 | X4J32 | LBC(RE/+1).1C | 10.5 | 63
7 | RE+1/2/07 | X4J32 | LBC(RE/+1).1C | 11.5 | 69
8 | RE+1/2/08 | X4J32 | LBC(RE/+1).1C | 12.5 | 75
9 | RE+1/2/09 | X4A32 | LBC(RE/+1).2C | 14 | 84
10 | RE+1/2/10 | X4A32 | LBC(RE/+1).2C | 13.5 | 81
11 | RE+1/2/11 | X4A32 | LBC(RE/+1).2C | 12.5 | 75
12 | RE+1/2/12 | X4A32 | LBC(RE/+1).2B | 12.5 | 75
13 | RE+1/2/13 | X4A32 | LBC(RE/+1).2B | 11.5 | 69
14 | RE+1/2/14 | X4A32 | LBC(RE/+1).2B | 10.5 | 63
15 | RE+1/2/15 | X4A32 | LBC(RE/+1).2A | 12 | 72
16 | RE+1/2/16 | X4A32 | LBC(RE/+1).2A | 11 | 66
17 | RE+1/2/17 | X4A32 | LBC(RE/+1).2A | 12 | 72
18 | RE+1/2/18 | X2A32 | LBC(RE/+1).3C | 12 | 72
19 | RE+1/2/19 | X2A32 | LBC(RE/+1).3C | 10.5 | 63
20 | RE+1/2/20 | X2A32 | LBC(RE/+1).3C | 10 | 60
21 | RE+1/2/21 | X2A32 | LBC(RE/+1).3B | 16 | 96
22 | RE+1/2/22 | X2A32 | LBC(RE/+1).3B | 15.5 | 93
23 | RE+1/2/23 | X2A32 | LBC(RE/+1).3B | 16 | 96
24 | RE+1/2/24 | X2A32 | LBC(RE/+1).3A | 13.5 | 81
25 | RE+1/2/25 | X2A32 | LBC(RE/+1).3A | 14 | 84
26 | RE+1/2/26 | X2A32 | LBC(RE/+1).3A | 15.5 | 93
27 | RE+1/2/27 | X2J32 | LBC(RE/+1).4A | 15.5 | 93
28 | RE+1/2/28 | X2J32 | LBC(RE/+1).4A | 15 | 90
29 | RE+1/2/29 | X2J32 | LBC(RE/+1).4A | 14 | 84
30 | RE+1/2/30 | X2J32 | LBC(RE/+1).4B | 15.5 | 93
31 | RE+1/2/31 | X2J32 | LBC(RE/+1).4B | 14 | 84
32 | RE+1/2/32 | X2J32 | LBC(RE/+1).4B | 13.5 | 81
33 | RE+1/2/33 | X2J32 | LBC(RE/+1).4C | 10.5 | 63
34 | RE+1/2/34 | X2J32 | LBC(RE/+1).4C | 10 | 60
35 | RE+1/2/35 | X2J32 | LBC(RE/+1).4C | 10.5 | 63
36 | RE+1/2/36 | X4J32 | LBC(RE/+1).1A | 11.5 | 69
37 | RE+1/3/01 | X4J32 | LBC(RE/+1).1A | 8 | 48
38 | RE+1/3/02 | X4J32 | LBC(RE/+1).1A | 7 | 42
39 | RE+1/3/03 | X4J32 | LBC(RE/+1).1B | 10 | 60
40 | RE+1/3/04 | X4J32 | LBC(RE/+1).1B | 7.5 | 45
41 | RE+1/3/05 | X4J32 | LBC(RE/+1).1B | 7 | 42
42 | RE+1/3/06 | X4J32 | LBC(RE/+1).1C | 8.5 | 51
43 | RE+1/3/07 | X4J32 | LBC(RE/+1).1C | 9.5 | 57
44 | RE+1/3/08 | X4J32 | LBC(RE/+1).1C | 11 | 66
45 | RE+1/3/09 | X4A32 | LBC(RE/+1).2C | 15 | 90
46 | RE+1/3/10 | X4A32 | LBC(RE/+1).2C | 13.5 | 81
47 | RE+1/3/11 | X4A32 | LBC(RE/+1).2C | 12.5 | 75
48 | RE+1/3/12 | X4A32 | LBC(RE/+1).2B | 11 | 66
49 | RE+1/3/13 | X4A32 | LBC(RE/+1).2B | 9.5 | 57
50 | RE+1/3/14 | X4A32 | LBC(RE/+1).2B | 8.5 | 51
51 | RE+1/3/15 | X4A32 | LBC(RE/+1).2A | 9 | 54
52 | RE+1/3/16 | X4A32 | LBC(RE/+1).2A | 7.5 | 45
53 | RE+1/3/17 | X4A32 | LBC(RE/+1).2A | 7.5 | 45
54 | RE+1/3/18 | X2A32 | LBC(RE/+1).3C | 10 | 60
55 | RE+1/3/19 | X2A32 | LBC(RE/+1).3C | 9 | 54
56 | RE+1/3/20 | X2A32 | LBC(RE/+1).3C | 7.5 | 45
57 | RE+1/3/21 | X2A32 | LBC(RE/+1).3B | 14.5 | 87
58 | RE+1/3/22 | X2A32 | LBC(RE/+1).3B | 13 | 78
59 | RE+1/3/23 | X2A32 | LBC(RE/+1).3B | 12 | 72
60 | RE+1/3/24 | X2A32 | LBC(RE/+1).3A | 11 | 66
61 | RE+1/3/25 | X2A32 | LBC(RE/+1).3A | 12 | 72
62 | RE+1/3/26 | X2A32 | LBC(RE/+1).3A | 13.5 | 81
63 | RE+1/3/27 | X2J32 | LBC(RE/+1).4A | 17.5 | 105
64 | RE+1/3/28 | X2J32 | LBC(RE/+1).4A | 16 | 96
65 | RE+1/3/29 | X2J32 | LBC(RE/+1).4A | 15 | 90
66 | RE+1/3/30 | X2J32 | LBC(RE/+1).4B | 13.5 | 81
67 | RE+1/3/31 | X2J32 | LBC(RE/+1).4B | 12 | 72
68 | RE+1/3/32 | X2J32 | LBC(RE/+1).4B | 11 | 66
69 | RE+1/3/33 | X2J32 | LBC(RE/+1).4C | 9 | 54
70 | RE+1/3/34 | X2J32 | LBC(RE/+1).4C | 7.5 | 45
71 | RE+1/3/35 | X2J32 | LBC(RE/+1).4C | 7 | 42
72 | RE+1/3/36 | X4J32 | LBC(RE/+1).1A | 9.5 | 57
|  |  | Total 1 station |  | 4983 | [m]
|  |  | both endcaps RE1 |  | 9966 | [m]
|  |  |  | assume | 10 | [km]
we know the cables are too long so this is a reasonable figure. No slack is calculated in.

## Sheet1
Cable type | Description | Station | # Cables | Total length [m] | cost per meter [CHF] | Cable cost CHF | Connectors | cost x connectors | Connector Cost | Connectoriztion Cost per cable | Tot connectorizatin cost
1_CA1 | Signal Cable | RE1 | 864 | 10000 | 6.9 (from CERN Store) | 69000 | 1728 | 1 | 1728 | 20 | 17280
1_CA3 | DCS Cable | RE1 | 144 | 1661 | 6 | 9966 | 288 | 1 | 288 | 2 | 288
1_CA4 | Temp sensors | RE1 | 24 | 500 | 5 | 2500 | 48 | 5 | 240 | 2 | 48
1_LV1 | LV Power Cable | RE1 | 144 | 2130 | 14 | 29820 | 288 | 2 | 576 | 2 | 288
1_HV | HV cables CH2PP | RE1 | 144 | 2612 | 13 | 33956 | 288 | 14 | 4032 | 5 | 720
[6 empty] | 145242 |  |  | 6864 |  | 18624
| Grand Total | 170730