## RE +3¦3 HV
RE +3/3 HV
David Simek, Ian Crotty, September 20th, 2006
| chamber 3 to perifery |  | on the perifery | [9 empty] | perifery to cable chain | cable chain to point A on YE+1 *) | point A to point B | point B to patch panel 1 | raw length | safety margin | final length | patch panel | crate | quantity | installation period
| [mm] |  | [mm] | [9 empty] | [mm] | [mm] | [mm] | [mm] | [m] | [m] | [m]
RE+3/3/01 | 452.4999 | 550 | 1090.9998 | [9 empty] | 1218.0001 | 19810 | 4494.9208 | 1611.1501 | 29.2 | 3 | 32.2 | PPD(RE+1).N |  |  | DP3R3
RE+3/3/02 | 530.9626 | 0 | 205.8849 | [9 empty] | 1218.0001 | 19810 | 4494.9208 | 1611.1501 | 27.9 | 3 | 30.9 | PPD(RE+1).N |  |  | DP3R3
RE+3/3/03 | 565.9626 | -550 | 205.8849 | 1347.763 | [8 empty] | 1218.0001 | 19810 | 4494.9208 | 1611.1501 | 28.7 | 3 | 31.7 | PPD(RE+1).N |  |  | DP3R3
RE+3/3/04 | 417.4999 | -550 | 205.8849 | 1347.763 | 1296.8848 | [7 empty] | 1218.0001 | 19810 | 4494.9208 | 1611.1501 | 29.9 | 3 | 32.9 | PPD(RE+1).N |  |  | DP3R3
RE+3/3/05 | 565.9626 | -550 | 205.8849 | 1347.763 | 1296.8848 | 1296.8848 | [6 empty] | 1218.0001 | 19810 | 4494.9208 | 1611.1501 | 31.3 | 3 | 34.3 | PPD(RE+1).N |  |  | DP3R3
RE+3/3/06 | 530.9627 | -550 | 205.8849 | 1347.763 | 1296.8848 | 1296.8848 | 1347.763 | [5 empty] | 1218.0001 | 19810 | 4494.9208 | 1611.1501 | 32.6 | 3 | 35.6 | PPD(RE+1).N |  |  | DP3R3
RE+3/3/07 | 452.4999 | -550 | 205.8849 | 1347.763 | 1296.8848 | 1296.8848 | 1347.763 | 1296.8848 |  |  |  |  | 1218.0001 | 19810 | 4494.9208 | 1611.1501 | 33.8 | 3 | 36.8 | PPD(RE+1).N |  |  | DP3R3
RE+3/3/08 | 530.9627 | -550 | 205.8849 | 1347.763 | 1296.8848 | 1296.8848 | 1347.763 | 1296.8848 | 1296.8848 |  |  |  | 1218.0001 | 19810 | 4494.9208 | 1611.1501 | 35.2 | 3 | 38.2 | PPD(RE+1).N |  |  | DP3R3
RE+3/3/09 | 565.9626 | -550 | 205.8849 | 1347.763 | 1296.8848 | 1296.8848 | 1347.763 | 1296.8848 | 1296.8848 | 1347.763 |  |  | 1218.0001 | 19810 | 4494.9208 | 1611.1501 | 36.6 | 3 | 39.6 | PPD(RE+1).N |  |  | DP3R3
RE+3/3/10 | 417.5 | -550 | 205.8849 | 1347.763 | 1296.8848 | 1296.8848 | 1347.763 | 1296.8848 | 1296.8848 | 1347.763 | 1296.8848 |  | 1218.0001 | 19810 | 4494.9208 | 1611.1501 | 37.7 | 3 | 40.7 | PPD(RE+1).N |  |  | DP3R3
RE+3/3/11 | 565.9626 | 550 | 205.8849 | 1347.763 | 1296.8848 | 1296.8848 | 1347.763 | 1296.8848 | 1296.8848 | 1347.763 |  |  | 1218.0001 | 19810 | 4494.9208 | 1611.1501 | 37.7 | 3 | 40.7 | PPD(RE+1).F |  |  | DP3R3
RE+3/3/12 | 530.9627 | 550 | 205.8849 | 1347.763 | 1296.8848 | 1296.8848 | 1347.763 | 1296.8848 | 1296.8848 |  |  |  | 1218.0001 | 19810 | 4494.9208 | 1611.1501 | 36.3 | 3 | 39.3 | PPD(RE+1).F |  |  | DP3R3
RE+3/3/13 | 452.4999 | 550 | 205.8849 | 1347.763 | 1296.8848 | 1296.8848 | 1347.763 | 1296.8848 |  |  |  |  | 1218.0001 | 19810 | 4494.9208 | 1611.1501 | 34.9 | 3 | 37.9 | PPD(RE+1).F |  |  | DP3R3
RE+3/3/14 | 530.9627 | 550 | 205.8849 | 1347.763 | 1296.8848 | 1296.8848 | 1347.763 | [5 empty] | 1218.0001 | 19810 | 4494.9208 | 1611.1501 | 33.7 | 3 | 36.7 | PPD(RE+1).F |  |  | DP3R3
RE+3/3/15 | 565.9626 | 550 | 205.8849 | 1347.763 | 1296.8848 | 1296.8848 | [6 empty] | 1218.0001 | 19810 | 4494.9208 | 1611.1501 | 32.4 | 3 | 35.4 | PPD(RE+1).F |  |  | DP3R3
RE+3/3/16 | 417.4999 | 550 | 205.8849 | 1347.763 | 1296.8848 | [7 empty] | 1218.0001 | 19810 | 4494.9208 | 1611.1501 | 31 | 3 | 34 | PPD(RE+1).F |  |  | DP3R3
RE+3/3/17 | 565.9626 | 550 | 205.8849 | 1347.763 | [8 empty] | 1218.0001 | 19810 | 4494.9208 | 1611.1501 | 29.8 | 3 | 32.8 | PPD(RE+1).F |  |  | DP3R3
RE+3/3/18 | 530.9626 | 550 | 205.8849 | [9 empty] | 1218.0001 | 19810 | 4494.9208 | 1611.1501 | 28.4 | 3 | 31.4 | PPD(RE+1).F |  |  | DP3R3
RE+3/3/19 | 452.4999 | -550 | 1090.9998 | [9 empty] | 1218.0001 | 19810 | 4494.9208 | 1611.1501 | 28.1 | 3 | 31.1 | PPD(RE+1).F |  |  | DP3R3
RE+3/3/20 | 530.9658 | -550 | 1090.9998 | 1296.8848 | [8 empty] | 1218.0001 | 19810 | 4494.9208 | 1611.1501 | 29.5 | 3 | 32.5 | PPD(RE+1).F |  |  | DP3R3
RE+3/3/21 | 642.1197 | -550 | 1090.9998 | 1296.8848 | 1354.6335 | [7 empty] | 1218.0001 | 19810 | 4494.9208 | 1611.1501 | 31 | 3 | 34 | PPD(RE+1).F |  |  | DP3R3
RE+3/3/22 | 492.4999 | -550 | 1090.9998 | 1296.8848 | 1354.6335 | 1310.1097 | [6 empty] | 1218.0001 | 19810 | 4494.9208 | 1611.1501 | 32.1 | 3 | 35.1 | PPD(RE+1).F |  |  | DP3R3
RE+3/3/23 | 164.5462 | -550 | 1090.9998 | 1296.8848 | 1354.6335 | 1310.1097 | 1498.7179 | [5 empty] | 1218.0001 | 19810 | 4494.9208 | 1611.1501 | 33.3 | 3 | 36.3 | PPD(RE+1).F |  |  | DP3R3
RE+3/3/24 | 607.1197 | -550 | 1090.9998 | 1296.8848 | 1354.6335 | 1310.1097 | 1498.7179 | 1433.8388 |  |  |  |  | 1218.0001 | 19810 | 4494.9208 | 1611.1501 | 35.2 | 3 | 38.2 | PPD(RE+1).F |  |  | DP3R3
RE+3/3/25 | 400.9809 | -550 | 1090.9998 | 1296.8848 | 1354.6335 | 1310.1097 | 1498.7179 | 1433.8388 | 1344.01 |  |  |  | 1218.0001 | 19810 | 4494.9208 | 1611.1501 | 36.3 | 3 | 39.3 | PPD(RE+1).F |  |  | DP3R3
RE+3/3/26 | 124.7921 | -550 | 1090.9998 | 1296.8848 | 1354.6335 | 1310.1097 | 1498.7179 | 1433.8388 | 1344.01 | 1301.4659 |  |  | 1218.0001 | 19810 | 4494.9208 | 1611.1501 | 37.3 | 3 | 40.3 | PPD(RE+1).F |  |  | DP3R3
RE+3/3/27 | 159.792 | -550 | 1090.9998 | 1296.8848 | 1354.6335 | 1310.1097 | 1498.7179 | 1433.8388 | 1344.01 | 1301.4659 | 1274.4651 |  | 1218.0001 | 19810 | 4494.9208 | 1611.1501 | 38.6 | 3 | 41.6 | PPD(RE+1).F |  |  | DP3R3
RE+3/3/28 | 17.5 | -550 | 1090.9998 | 1296.8848 | 1354.6335 | 1310.1097 | 1498.7179 | 1433.8388 | 1344.01 | 1301.4659 | 1274.4651 | 1226.354 | 1218.0001 | 19810 | 4494.9208 | 1611.1501 | 39.7 | 3 | 42.7 | PPD(RE+1).F |  |  | DP3R3
RE+3/3/29 | 159.792 | 550 | 1090.9998 | 1296.8848 | 1354.6335 | 1310.1097 | 1498.7179 | 1433.8388 | 1344.01 | 1301.4659 | 1274.4651 |  | 1218.0001 | 19810 | 4494.9208 | 1611.1501 | 39.7 | 3 | 42.7 | PPD(RE+1).N |  |  | DP3R3
RE+3/3/30 | 124.7921 | 550 | 1090.9998 | 1296.8848 | 1354.6335 | 1310.1097 | 1498.7179 | 1433.8388 | 1344.01 | 1301.4659 |  |  | 1218.0001 | 19810 | 4494.9208 | 1611.1501 | 38.4 | 3 | 41.4 | PPD(RE+1).N |  |  | DP3R3
RE+3/3/31 | 400.9809 | 550 | 1090.9998 | 1296.8848 | 1354.6335 | 1310.1097 | 1498.7179 | 1433.8388 | 1344.01 |  |  |  | 1218.0001 | 19810 | 4494.9208 | 1611.1501 | 37.4 | 3 | 40.4 | PPD(RE+1).N |  |  | DP3R3
RE+3/3/32 | 607.1197 | 550 | 1090.9998 | 1296.8848 | 1354.6335 | 1310.1097 | 1498.7179 | 1433.8388 |  |  |  |  | 1218.0001 | 19810 | 4494.9208 | 1611.1501 | 36.3 | 3 | 39.3 | PPD(RE+1).N |  |  | DP3R3
RE+3/3/33 | 164.5462 | 550 | 1090.9998 | 1296.8848 | 1354.6335 | 1310.1097 | 1498.7179 | [5 empty] | 1218.0001 | 19810 | 4494.9208 | 1611.1501 | 34.4 | 3 | 37.4 | PPD(RE+1).N |  |  | DP3R3
RE+3/3/34 | 492.4999 | 550 | 1090.9998 | 1296.8848 | 1354.6335 | 1310.1097 | [6 empty] | 1218.0001 | 19810 | 4494.9208 | 1611.1501 | 33.2 | 3 | 36.2 | PPD(RE+1).N |  |  | DP3R3
RE+3/3/35 | 642.1197 | 550 | 1090.9998 | 1296.8848 | 1354.6335 | [7 empty] | 1218.0001 | 19810 | 4494.9208 | 1611.1501 | 32.1 | 3 | 35.1 | PPD(RE+1).N |  |  | DP3R3
RE+3/3/36 | 530.9658 | 550 | 1090.9998 | 1296.8848 | [8 empty] | 1218.0001 | 19810 | 4494.9208 | 1611.1501 | 30.6 | 3 | 33.6 | PPD(RE+1).N |  |  | DP3R3
sum. | [16 empty] | 1210.3 |  | 1318.3
max. | [16 empty] | 39.7 |  | 42.7
*) by D.Wenman

## RE +3¦2 HV
RE +3/2 HV
David Simek, Ian Crotty, September 20th, 2006
| chamber 2 to chamber 3 | chamber 3 to point B on YE+1 | point B to patch panel 1 | raw length | safety margin | final length | patch panel | crate | quantity | installation period
| [mm] | [mm] | [mm] | [m] | [m] | [m]
RE+3/2/01 | 2200 | 27616.4206 | 1381.1501 | 31.2 | 3 | 34.2 | PPD(RE+1).N |  |  | DP3R3
RE+3/2/02 | 2200 | 26259.7684 | 1381.1501 | 29.8 | 3 | 32.8 | PPD(RE+1).N |  |  | DP3R3
RE+3/2/03 | 2200 | 27092.5314 | 1381.1501 | 30.7 | 3 | 33.7 | PPD(RE+1).N |  |  | DP3R3
RE+3/2/04 | 2200 | 28240.9535 | 1381.1501 | 31.8 | 3 | 34.8 | PPD(RE+1).N |  |  | DP3R3
RE+3/2/05 | 2200 | 29686.301 | 1381.1501 | 33.3 | 3 | 36.3 | PPD(RE+1).N |  |  | DP3R3
RE+3/2/06 | 2200 | 30999.0641 | 1381.1501 | 34.6 | 3 | 37.6 | PPD(RE+1).N |  |  | DP3R3
RE+3/2/07 | 2200 | 32217.4861 | 1381.1501 | 35.8 | 3 | 38.8 | PPD(RE+1).N |  |  | DP3R3
RE+3/2/08 | 2200 | 33592.8337 | 1381.1501 | 37.2 | 3 | 40.2 | PPD(RE+1).N |  |  | DP3R3
RE+3/2/09 | 2200 | 34975.5966 | 1381.1501 | 38.6 | 3 | 41.6 | PPD(RE+1).N |  |  | DP3R3
RE+3/2/10 | 2200 | 36124.0188 | 1381.1501 | 39.7 | 3 | 42.7 | PPD(RE+1).N |  |  | DP3R3
RE+3/2/11 | 2200 | 36075.5966 | 1381.1501 | 39.7 | 3 | 42.7 | PPD(RE+1).F |  |  | DP3R3
RE+3/2/12 | 2200 | 34692.8337 | 1381.1501 | 38.3 | 3 | 41.3 | PPD(RE+1).F |  |  | DP3R3
RE+3/2/13 | 2200 | 33317.4861 | 1381.1501 | 36.9 | 3 | 39.9 | PPD(RE+1).F |  |  | DP3R3
RE+3/2/14 | 2200 | 32099.0641 | 1381.1501 | 35.7 | 3 | 38.7 | PPD(RE+1).F |  |  | DP3R3
RE+3/2/15 | 2200 | 30786.301 | 1381.1501 | 34.4 | 3 | 37.4 | PPD(RE+1).F |  |  | DP3R3
RE+3/2/16 | 2200 | 29340.9535 | 1381.1501 | 32.9 | 3 | 35.9 | PPD(RE+1).F |  |  | DP3R3
RE+3/2/17 | 2200 | 28192.5314 | 1381.1501 | 31.8 | 3 | 34.8 | PPD(RE+1).F |  |  | DP3R3
RE+3/2/18 | 2200 | 26809.7684 | 1381.1501 | 30.4 | 3 | 33.4 | PPD(RE+1).F |  |  | DP3R3
RE+3/2/19 | 2200 | 26516.4206 | 1381.1501 | 30.1 | 3 | 33.1 | PPD(RE+1).F |  |  | DP3R3
RE+3/2/20 | 2200 | 27891.7713 | 1381.1501 | 31.5 | 3 | 34.5 | PPD(RE+1).F |  |  | DP3R3
RE+3/2/21 | 2200 | 29357.5587 | 1381.1501 | 32.9 | 3 | 35.9 | PPD(RE+1).F |  |  | DP3R3
RE+3/2/22 | 2200 | 30518.0486 | 1381.1501 | 34.1 | 3 | 37.1 | PPD(RE+1).F |  |  | DP3R3
RE+3/2/23 | 2200 | 31688.8128 | 1381.1501 | 35.3 | 3 | 38.3 | PPD(RE+1).F |  |  | DP3R3
RE+3/2/24 | 2200 | 33565.2251 | 1381.1501 | 37.1 | 3 | 40.1 | PPD(RE+1).F |  |  | DP3R3
RE+3/2/25 | 2200 | 34703.0963 | 1381.1501 | 38.3 | 3 | 41.3 | PPD(RE+1).F |  |  | DP3R3
RE+3/2/26 | 2200 | 35728.3734 | 1381.1501 | 39.3 | 3 | 42.3 | PPD(RE+1).F |  |  | DP3R3
RE+3/2/27 | 2200 | 37037.8384 | 1381.1501 | 40.6 | 3 | 43.6 | PPD(RE+1).F |  |  | DP3R3
RE+3/2/28 | 2200 | 38121.9004 | 1381.1501 | 41.7 | 3 | 44.7 | PPD(RE+1).F |  |  | DP3R3
RE+3/2/29 | 2200 | 38137.8384 | 1381.1501 | 41.7 | 3 | 44.7 | PPD(RE+1).N |  |  | DP3R3
RE+3/2/30 | 2200 | 36828.3734 | 1381.1501 | 40.4 | 3 | 43.4 | PPD(RE+1).N |  |  | DP3R3
RE+3/2/31 | 2200 | 35803.0963 | 1381.1501 | 39.4 | 3 | 42.4 | PPD(RE+1).N |  |  | DP3R3
RE+3/2/32 | 2200 | 34665.2251 | 1381.1501 | 38.2 | 3 | 41.2 | PPD(RE+1).N |  |  | DP3R3
RE+3/2/33 | 2200 | 32788.8128 | 1381.1501 | 36.4 | 3 | 39.4 | PPD(RE+1).N |  |  | DP3R3
RE+3/2/34 | 2200 | 31618.0486 | 1381.1501 | 35.2 | 3 | 38.2 | PPD(RE+1).N |  |  | DP3R3
RE+3/2/35 | 2200 | 30457.5587 | 1381.1501 | 34 | 3 | 37 | PPD(RE+1).N |  |  | DP3R3
RE+3/2/36 | 2200 | 28991.7713 | 1381.1501 | 32.6 | 3 | 35.6 | PPD(RE+1).N |  |  | DP3R3
sum. |  |  |  | 1281.6 |  | 1389.6
max. |  |  |  | 41.7 |  | 44.7

## RE -3¦3 HV
RE -3/3 HV
| final length | patch panel | crate | quantity | installation period
[m]
RE-3/3/01 | 32.2 | PPD(RE-1).N |  |  | DM3R3
RE-3/3/02 | 30.9 | PPD(RE-1).N |  |  | DM3R3
RE-3/3/03 | 31.7 | PPD(RE-1).N |  |  | DM3R3
RE-3/3/04 | 32.9 | PPD(RE-1).N |  |  | DM3R3
RE-3/3/05 | 34.3 | PPD(RE-1).N |  |  | DM3R3
RE-3/3/06 | 35.6 | PPD(RE-1).N |  |  | DM3R3
RE-3/3/07 | 36.8 | PPD(RE-1).N |  |  | DM3R3
RE-3/3/08 | 38.2 | PPD(RE-1).N |  |  | DM3R3
RE-3/3/09 | 39.6 | PPD(RE-1).N |  |  | DM3R3
RE-3/3/10 | 40.7 | PPD(RE-1).N |  |  | DM3R3
RE-3/3/11 | 40.7 | PPD(RE-1).F |  |  | DM3R3
RE-3/3/12 | 39.3 | PPD(RE-1).F |  |  | DM3R3
RE-3/3/13 | 37.9 | PPD(RE-1).F |  |  | DM3R3
RE-3/3/14 | 36.7 | PPD(RE-1).F |  |  | DM3R3
RE-3/3/15 | 35.4 | PPD(RE-1).F |  |  | DM3R3
RE-3/3/16 | 34 | PPD(RE-1).F |  |  | DM3R3
RE-3/3/17 | 32.8 | PPD(RE-1).F |  |  | DM3R3
RE-3/3/18 | 31.4 | PPD(RE-1).F |  |  | DM3R3
RE-3/3/19 | 31.1 | PPD(RE-1).F |  |  | DM3R3
RE-3/3/20 | 32.5 | PPD(RE-1).F |  |  | DM3R3
RE-3/3/21 | 34 | PPD(RE-1).F |  |  | DM3R3
RE-3/3/22 | 35.1 | PPD(RE-1).F |  |  | DM3R3
RE-3/3/23 | 36.3 | PPD(RE-1).F |  |  | DM3R3
RE-3/3/24 | 38.2 | PPD(RE-1).F |  |  | DM3R3
RE-3/3/25 | 39.3 | PPD(RE-1).F |  |  | DM3R3
RE-3/3/26 | 40.3 | PPD(RE-1).F |  |  | DM3R3
RE-3/3/27 | 41.6 | PPD(RE-1).F |  |  | DM3R3
RE-3/3/28 | 42.7 | PPD(RE-1).F |  |  | DM3R3
RE-3/3/29 | 42.7 | PPD(RE-1).N |  |  | DM3R3
RE-3/3/30 | 41.4 | PPD(RE-1).N |  |  | DM3R3
RE-3/3/31 | 40.4 | PPD(RE-1).N |  |  | DM3R3
RE-3/3/32 | 39.3 | PPD(RE-1).N |  |  | DM3R3
RE-3/3/33 | 37.4 | PPD(RE-1).N |  |  | DM3R3
RE-3/3/34 | 36.2 | PPD(RE-1).N |  |  | DM3R3
RE-3/3/35 | 35.1 | PPD(RE-1).N |  |  | DM3R3
RE-3/3/36 | 33.6 | PPD(RE-1).N |  |  | DM3R3
Total | 1318.3

## RE -3¦2 HV
RE -3/2 HV
| final length | patch panel | crate | quantity | installation period
[m]
RE-3/2/01 | 34.2 | PPD(RE-1).N |  |  | DM3R3
RE-3/2/02 | 32.8 | PPD(RE-1).N |  |  | DM3R3
RE-3/2/03 | 33.7 | PPD(RE-1).N |  |  | DM3R3
RE-3/2/04 | 34.8 | PPD(RE-1).N |  |  | DM3R3
RE-3/2/05 | 36.3 | PPD(RE-1).N |  |  | DM3R3
RE-3/2/06 | 37.6 | PPD(RE-1).N |  |  | DM3R3
RE-3/2/07 | 38.8 | PPD(RE-1).N |  |  | DM3R3
RE-3/2/08 | 40.2 | PPD(RE-1).N |  |  | DM3R3
RE-3/2/09 | 41.6 | PPD(RE-1).N |  |  | DM3R3
RE-3/2/10 | 42.7 | PPD(RE-1).N |  |  | DM3R3
RE-3/2/11 | 42.7 | PPD(RE-1).F |  |  | DM3R3
RE-3/2/12 | 41.3 | PPD(RE-1).F |  |  | DM3R3
RE-3/2/13 | 39.9 | PPD(RE-1).F |  |  | DM3R3
RE-3/2/14 | 38.7 | PPD(RE-1).F |  |  | DM3R3
RE-3/2/15 | 37.4 | PPD(RE-1).F |  |  | DM3R3
RE-3/2/16 | 35.9 | PPD(RE-1).F |  |  | DM3R3
RE-3/2/17 | 34.8 | PPD(RE-1).F |  |  | DM3R3
RE-3/2/18 | 33.4 | PPD(RE-1).F |  |  | DM3R3
RE-3/2/19 | 33.1 | PPD(RE-1).F |  |  | DM3R3
RE-3/2/20 | 34.5 | PPD(RE-1).F |  |  | DM3R3
RE-3/2/21 | 35.9 | PPD(RE-1).F |  |  | DM3R3
RE-3/2/22 | 37.1 | PPD(RE-1).F |  |  | DM3R3
RE-3/2/23 | 38.3 | PPD(RE-1).F |  |  | DM3R3
RE-3/2/24 | 40.1 | PPD(RE-1).F |  |  | DM3R3
RE-3/2/25 | 41.3 | PPD(RE-1).F |  |  | DM3R3
RE-3/2/26 | 42.3 | PPD(RE-1).F |  |  | DM3R3
RE-3/2/27 | 43.6 | PPD(RE-1).F |  |  | DM3R3
RE-3/2/28 | 44.7 | PPD(RE-1).F |  |  | DM3R3
RE-3/2/29 | 44.7 | PPD(RE-1).N |  |  | DM3R3
RE-3/2/30 | 43.4 | PPD(RE-1).N |  |  | DM3R3
RE-3/2/31 | 42.4 | PPD(RE-1).N |  |  | DM3R3
RE-3/2/32 | 41.2 | PPD(RE-1).N |  |  | DM3R3
RE-3/2/33 | 39.4 | PPD(RE-1).N |  |  | DM3R3
RE-3/2/34 | 38.2 | PPD(RE-1).N |  |  | DM3R3
RE-3/2/35 | 37 | PPD(RE-1).N |  |  | DM3R3
RE-3/2/36 | 35.6 | PPD(RE-1).N |  |  | DM3R3

## summary
serial code | start_point | start_point_det | end_point | end_point_det | length | label_det | installation | item_id | routing
51001 | P5301 | RE+3/3/01 | SELECT END_POINT FROM CMSINTEGRATION.CABLE WHERE END_POINT_DET='PPD(RE+1).N' GROUP BY END_POINT | PPD(RE+1).N | 32.2 | RE+3/3/01/HV/PPD(RE+1).N | DP3R3 | CABLERE51001 | CHS(ID/+1).N3
51002 | P5302 | RE+3/3/02 | SELECT END_POINT FROM CMSINTEGRATION.CABLE WHERE END_POINT_DET='PPD(RE+1).N' GROUP BY END_POINT | PPD(RE+1).N | 30.9 | RE+3/3/02/HV/PPD(RE+1).N | DP3R3 | CABLERE51002 | CHS(ID/+1).N3
51003 | P5303 | RE+3/3/03 | SELECT END_POINT FROM CMSINTEGRATION.CABLE WHERE END_POINT_DET='PPD(RE+1).N' GROUP BY END_POINT | PPD(RE+1).N | 31.7 | RE+3/3/03/HV/PPD(RE+1).N | DP3R3 | CABLERE51003 | CHS(ID/+1).N3
51004 | P5304 | RE+3/3/04 | SELECT END_POINT FROM CMSINTEGRATION.CABLE WHERE END_POINT_DET='PPD(RE+1).N' GROUP BY END_POINT | PPD(RE+1).N | 32.9 | RE+3/3/04/HV/PPD(RE+1).N | DP3R3 | CABLERE51004 | CHS(ID/+1).N3
51005 | P5305 | RE+3/3/05 | SELECT END_POINT FROM CMSINTEGRATION.CABLE WHERE END_POINT_DET='PPD(RE+1).N' GROUP BY END_POINT | PPD(RE+1).N | 34.3 | RE+3/3/05/HV/PPD(RE+1).N | DP3R3 | CABLERE51005 | CHS(ID/+1).N3
51006 | P5306 | RE+3/3/06 | SELECT END_POINT FROM CMSINTEGRATION.CABLE WHERE END_POINT_DET='PPD(RE+1).N' GROUP BY END_POINT | PPD(RE+1).N | 35.6 | RE+3/3/06/HV/PPD(RE+1).N | DP3R3 | CABLERE51006 | CHS(ID/+1).N3
51007 | P5307 | RE+3/3/07 | SELECT END_POINT FROM CMSINTEGRATION.CABLE WHERE END_POINT_DET='PPD(RE+1).N' GROUP BY END_POINT | PPD(RE+1).N | 36.8 | RE+3/3/07/HV/PPD(RE+1).N | DP3R3 | CABLERE51007 | CHS(ID/+1).N3
51008 | P5308 | RE+3/3/08 | SELECT END_POINT FROM CMSINTEGRATION.CABLE WHERE END_POINT_DET='PPD(RE+1).N' GROUP BY END_POINT | PPD(RE+1).N | 38.2 | RE+3/3/08/HV/PPD(RE+1).N | DP3R3 | CABLERE51008 | CHS(ID/+1).N3
51009 | P5309 | RE+3/3/09 | SELECT END_POINT FROM CMSINTEGRATION.CABLE WHERE END_POINT_DET='PPD(RE+1).N' GROUP BY END_POINT | PPD(RE+1).N | 39.6 | RE+3/3/09/HV/PPD(RE+1).N | DP3R3 | CABLERE51009 | CHS(ID/+1).N3
51010 | P5310 | RE+3/3/10 | SELECT END_POINT FROM CMSINTEGRATION.CABLE WHERE END_POINT_DET='PPD(RE+1).N' GROUP BY END_POINT | PPD(RE+1).N | 40.7 | RE+3/3/10/HV/PPD(RE+1).N | DP3R3 | CABLERE51010 | CHS(ID/+1).N3
51011 | P5311 | RE+3/3/11 | SELECT END_POINT FROM CMSINTEGRATION.CABLE WHERE END_POINT_DET='PPD(RE+1).F' GROUP BY END_POINT | PPD(RE+1).F | 40.7 | RE+3/3/11/HV/PPD(RE+1).F | DP3R3 | CABLERE51011 | CHS(ID/+1).F3
51012 | P5312 | RE+3/3/12 | SELECT END_POINT FROM CMSINTEGRATION.CABLE WHERE END_POINT_DET='PPD(RE+1).F' GROUP BY END_POINT | PPD(RE+1).F | 39.3 | RE+3/3/12/HV/PPD(RE+1).F | DP3R3 | CABLERE51012 | CHS(ID/+1).F3
51013 | P5313 | RE+3/3/13 | SELECT END_POINT FROM CMSINTEGRATION.CABLE WHERE END_POINT_DET='PPD(RE+1).F' GROUP BY END_POINT | PPD(RE+1).F | 37.9 | RE+3/3/13/HV/PPD(RE+1).F | DP3R3 | CABLERE51013 | CHS(ID/+1).F3
51014 | P5314 | RE+3/3/14 | SELECT END_POINT FROM CMSINTEGRATION.CABLE WHERE END_POINT_DET='PPD(RE+1).F' GROUP BY END_POINT | PPD(RE+1).F | 36.7 | RE+3/3/14/HV/PPD(RE+1).F | DP3R3 | CABLERE51014 | CHS(ID/+1).F3
51015 | P5315 | RE+3/3/15 | SELECT END_POINT FROM CMSINTEGRATION.CABLE WHERE END_POINT_DET='PPD(RE+1).F' GROUP BY END_POINT | PPD(RE+1).F | 35.4 | RE+3/3/15/HV/PPD(RE+1).F | DP3R3 | CABLERE51015 | CHS(ID/+1).F3
51016 | P5316 | RE+3/3/16 | SELECT END_POINT FROM CMSINTEGRATION.CABLE WHERE END_POINT_DET='PPD(RE+1).F' GROUP BY END_POINT | PPD(RE+1).F | 34 | RE+3/3/16/HV/PPD(RE+1).F | DP3R3 | CABLERE51016 | CHS(ID/+1).F3
51017 | P5317 | RE+3/3/17 | SELECT END_POINT FROM CMSINTEGRATION.CABLE WHERE END_POINT_DET='PPD(RE+1).F' GROUP BY END_POINT | PPD(RE+1).F | 32.8 | RE+3/3/17/HV/PPD(RE+1).F | DP3R3 | CABLERE51017 | CHS(ID/+1).F3
51018 | P5318 | RE+3/3/18 | SELECT END_POINT FROM CMSINTEGRATION.CABLE WHERE END_POINT_DET='PPD(RE+1).F' GROUP BY END_POINT | PPD(RE+1).F | 31.4 | RE+3/3/18/HV/PPD(RE+1).F | DP3R3 | CABLERE51018 | CHS(ID/+1).F3
51019 | P5319 | RE+3/3/19 | SELECT END_POINT FROM CMSINTEGRATION.CABLE WHERE END_POINT_DET='PPD(RE+1).F' GROUP BY END_POINT | PPD(RE+1).F | 31.1 | RE+3/3/19/HV/PPD(RE+1).F | DP3R3 | CABLERE51019 | CHS(ID/+1).F3
51020 | P5320 | RE+3/3/20 | SELECT END_POINT FROM CMSINTEGRATION.CABLE WHERE END_POINT_DET='PPD(RE+1).F' GROUP BY END_POINT | PPD(RE+1).F | 32.5 | RE+3/3/20/HV/PPD(RE+1).F | DP3R3 | CABLERE51020 | CHS(ID/+1).F3
51021 | P5321 | RE+3/3/21 | SELECT END_POINT FROM CMSINTEGRATION.CABLE WHERE END_POINT_DET='PPD(RE+1).F' GROUP BY END_POINT | PPD(RE+1).F | 34 | RE+3/3/21/HV/PPD(RE+1).F | DP3R3 | CABLERE51021 | CHS(ID/+1).F3
51022 | P5322 | RE+3/3/22 | SELECT END_POINT FROM CMSINTEGRATION.CABLE WHERE END_POINT_DET='PPD(RE+1).F' GROUP BY END_POINT | PPD(RE+1).F | 35.1 | RE+3/3/22/HV/PPD(RE+1).F | DP3R3 | CABLERE51022 | CHS(ID/+1).F3
51023 | P5323 | RE+3/3/23 | SELECT END_POINT FROM CMSINTEGRATION.CABLE WHERE END_POINT_DET='PPD(RE+1).F' GROUP BY END_POINT | PPD(RE+1).F | 36.3 | RE+3/3/23/HV/PPD(RE+1).F | DP3R3 | CABLERE51023 | CHS(ID/+1).F3
51024 | P5324 | RE+3/3/24 | SELECT END_POINT FROM CMSINTEGRATION.CABLE WHERE END_POINT_DET='PPD(RE+1).F' GROUP BY END_POINT | PPD(RE+1).F | 38.2 | RE+3/3/24/HV/PPD(RE+1).F | DP3R3 | CABLERE51024 | CHS(ID/+1).F3
51025 | P5325 | RE+3/3/25 | SELECT END_POINT FROM CMSINTEGRATION.CABLE WHERE END_POINT_DET='PPD(RE+1).F' GROUP BY END_POINT | PPD(RE+1).F | 39.3 | RE+3/3/25/HV/PPD(RE+1).F | DP3R3 | CABLERE51025 | CHS(ID/+1).F3
51026 | P5326 | RE+3/3/26 | SELECT END_POINT FROM CMSINTEGRATION.CABLE WHERE END_POINT_DET='PPD(RE+1).F' GROUP BY END_POINT | PPD(RE+1).F | 40.3 | RE+3/3/26/HV/PPD(RE+1).F | DP3R3 | CABLERE51026 | CHS(ID/+1).F3
51027 | P5327 | RE+3/3/27 | SELECT END_POINT FROM CMSINTEGRATION.CABLE WHERE END_POINT_DET='PPD(RE+1).F' GROUP BY END_POINT | PPD(RE+1).F | 41.6 | RE+3/3/27/HV/PPD(RE+1).F | DP3R3 | CABLERE51027 | CHS(ID/+1).F3
51028 | P5328 | RE+3/3/28 | SELECT END_POINT FROM CMSINTEGRATION.CABLE WHERE END_POINT_DET='PPD(RE+1).F' GROUP BY END_POINT | PPD(RE+1).F | 42.7 | RE+3/3/28/HV/PPD(RE+1).F | DP3R3 | CABLERE51028 | CHS(ID/+1).F3
51029 | P5329 | RE+3/3/29 | SELECT END_POINT FROM CMSINTEGRATION.CABLE WHERE END_POINT_DET='PPD(RE+1).N' GROUP BY END_POINT | PPD(RE+1).N | 42.7 | RE+3/3/29/HV/PPD(RE+1).N | DP3R3 | CABLERE51029 | CHS(ID/+1).N3
51030 | P5330 | RE+3/3/30 | SELECT END_POINT FROM CMSINTEGRATION.CABLE WHERE END_POINT_DET='PPD(RE+1).N' GROUP BY END_POINT | PPD(RE+1).N | 41.4 | RE+3/3/30/HV/PPD(RE+1).N | DP3R3 | CABLERE51030 | CHS(ID/+1).N3
51031 | P5331 | RE+3/3/31 | SELECT END_POINT FROM CMSINTEGRATION.CABLE WHERE END_POINT_DET='PPD(RE+1).N' GROUP BY END_POINT | PPD(RE+1).N | 40.4 | RE+3/3/31/HV/PPD(RE+1).N | DP3R3 | CABLERE51031 | CHS(ID/+1).N3
51032 | P5332 | RE+3/3/32 | SELECT END_POINT FROM CMSINTEGRATION.CABLE WHERE END_POINT_DET='PPD(RE+1).N' GROUP BY END_POINT | PPD(RE+1).N | 39.3 | RE+3/3/32/HV/PPD(RE+1).N | DP3R3 | CABLERE51032 | CHS(ID/+1).N3
51033 | P5333 | RE+3/3/33 | SELECT END_POINT FROM CMSINTEGRATION.CABLE WHERE END_POINT_DET='PPD(RE+1).N' GROUP BY END_POINT | PPD(RE+1).N | 37.4 | RE+3/3/33/HV/PPD(RE+1).N | DP3R3 | CABLERE51033 | CHS(ID/+1).N3
51034 | P5334 | RE+3/3/34 | SELECT END_POINT FROM CMSINTEGRATION.CABLE WHERE END_POINT_DET='PPD(RE+1).N' GROUP BY END_POINT | PPD(RE+1).N | 36.2 | RE+3/3/34/HV/PPD(RE+1).N | DP3R3 | CABLERE51034 | CHS(ID/+1).N3
51035 | P5335 | RE+3/3/35 | SELECT END_POINT FROM CMSINTEGRATION.CABLE WHERE END_POINT_DET='PPD(RE+1).N' GROUP BY END_POINT | PPD(RE+1).N | 35.1 | RE+3/3/35/HV/PPD(RE+1).N | DP3R3 | CABLERE51035 | CHS(ID/+1).N3
51036 | P5336 | RE+3/3/36 | SELECT END_POINT FROM CMSINTEGRATION.CABLE WHERE END_POINT_DET='PPD(RE+1).N' GROUP BY END_POINT | PPD(RE+1).N | 33.6 | RE+3/3/36/HV/PPD(RE+1).N | DP3R3 | CABLERE51036 | CHS(ID/+1).N3
51037 | P5201 | RE+3/2/01 | SELECT END_POINT FROM CMSINTEGRATION.CABLE WHERE END_POINT_DET='PPD(RE+1).N' GROUP BY END_POINT | PPD(RE+1).N | 34.2 | RE+3/2/01/HV/PPD(RE+1).N | DP3R3 | CABLERE51037 | CHS(ID/+1).N3
51038 | P5202 | RE+3/2/02 | SELECT END_POINT FROM CMSINTEGRATION.CABLE WHERE END_POINT_DET='PPD(RE+1).N' GROUP BY END_POINT | PPD(RE+1).N | 32.8 | RE+3/2/02/HV/PPD(RE+1).N | DP3R3 | CABLERE51038 | CHS(ID/+1).N3
51039 | P5203 | RE+3/2/03 | SELECT END_POINT FROM CMSINTEGRATION.CABLE WHERE END_POINT_DET='PPD(RE+1).N' GROUP BY END_POINT | PPD(RE+1).N | 33.7 | RE+3/2/03/HV/PPD(RE+1).N | DP3R3 | CABLERE51039 | CHS(ID/+1).N3
51040 | P5204 | RE+3/2/04 | SELECT END_POINT FROM CMSINTEGRATION.CABLE WHERE END_POINT_DET='PPD(RE+1).N' GROUP BY END_POINT | PPD(RE+1).N | 34.8 | RE+3/2/04/HV/PPD(RE+1).N | DP3R3 | CABLERE51040 | CHS(ID/+1).N3
51041 | P5205 | RE+3/2/05 | SELECT END_POINT FROM CMSINTEGRATION.CABLE WHERE END_POINT_DET='PPD(RE+1).N' GROUP BY END_POINT | PPD(RE+1).N | 36.3 | RE+3/2/05/HV/PPD(RE+1).N | DP3R3 | CABLERE51041 | CHS(ID/+1).N3
51042 | P5206 | RE+3/2/06 | SELECT END_POINT FROM CMSINTEGRATION.CABLE WHERE END_POINT_DET='PPD(RE+1).N' GROUP BY END_POINT | PPD(RE+1).N | 37.6 | RE+3/2/06/HV/PPD(RE+1).N | DP3R3 | CABLERE51042 | CHS(ID/+1).N3
51043 | P5207 | RE+3/2/07 | SELECT END_POINT FROM CMSINTEGRATION.CABLE WHERE END_POINT_DET='PPD(RE+1).N' GROUP BY END_POINT | PPD(RE+1).N | 38.8 | RE+3/2/07/HV/PPD(RE+1).N | DP3R3 | CABLERE51043 | CHS(ID/+1).N3
51044 | P5208 | RE+3/2/08 | SELECT END_POINT FROM CMSINTEGRATION.CABLE WHERE END_POINT_DET='PPD(RE+1).N' GROUP BY END_POINT | PPD(RE+1).N | 40.2 | RE+3/2/08/HV/PPD(RE+1).N | DP3R3 | CABLERE51044 | CHS(ID/+1).N3
51045 | P5209 | RE+3/2/09 | SELECT END_POINT FROM CMSINTEGRATION.CABLE WHERE END_POINT_DET='PPD(RE+1).N' GROUP BY END_POINT | PPD(RE+1).N | 41.6 | RE+3/2/09/HV/PPD(RE+1).N | DP3R3 | CABLERE51045 | CHS(ID/+1).N3
51046 | P5210 | RE+3/2/10 | SELECT END_POINT FROM CMSINTEGRATION.CABLE WHERE END_POINT_DET='PPD(RE+1).N' GROUP BY END_POINT | PPD(RE+1).N | 42.7 | RE+3/2/10/HV/PPD(RE+1).N | DP3R3 | CABLERE51046 | CHS(ID/+1).N3
51047 | P5211 | RE+3/2/11 | SELECT END_POINT FROM CMSINTEGRATION.CABLE WHERE END_POINT_DET='PPD(RE+1).F' GROUP BY END_POINT | PPD(RE+1).F | 42.7 | RE+3/2/11/HV/PPD(RE+1).F | DP3R3 | CABLERE51047 | CHS(ID/+1).F3
51048 | P5212 | RE+3/2/12 | SELECT END_POINT FROM CMSINTEGRATION.CABLE WHERE END_POINT_DET='PPD(RE+1).F' GROUP BY END_POINT | PPD(RE+1).F | 41.3 | RE+3/2/12/HV/PPD(RE+1).F | DP3R3 | CABLERE51048 | CHS(ID/+1).F3
51049 | P5213 | RE+3/2/13 | SELECT END_POINT FROM CMSINTEGRATION.CABLE WHERE END_POINT_DET='PPD(RE+1).F' GROUP BY END_POINT | PPD(RE+1).F | 39.9 | RE+3/2/13/HV/PPD(RE+1).F | DP3R3 | CABLERE51049 | CHS(ID/+1).F3
51050 | P5214 | RE+3/2/14 | SELECT END_POINT FROM CMSINTEGRATION.CABLE WHERE END_POINT_DET='PPD(RE+1).F' GROUP BY END_POINT | PPD(RE+1).F | 38.7 | RE+3/2/14/HV/PPD(RE+1).F | DP3R3 | CABLERE51050 | CHS(ID/+1).F3
51051 | P5215 | RE+3/2/15 | SELECT END_POINT FROM CMSINTEGRATION.CABLE WHERE END_POINT_DET='PPD(RE+1).F' GROUP BY END_POINT | PPD(RE+1).F | 37.4 | RE+3/2/15/HV/PPD(RE+1).F | DP3R3 | CABLERE51051 | CHS(ID/+1).F3
51052 | P5216 | RE+3/2/16 | SELECT END_POINT FROM CMSINTEGRATION.CABLE WHERE END_POINT_DET='PPD(RE+1).F' GROUP BY END_POINT | PPD(RE+1).F | 35.9 | RE+3/2/16/HV/PPD(RE+1).F | DP3R3 | CABLERE51052 | CHS(ID/+1).F3
51053 | P5217 | RE+3/2/17 | SELECT END_POINT FROM CMSINTEGRATION.CABLE WHERE END_POINT_DET='PPD(RE+1).F' GROUP BY END_POINT | PPD(RE+1).F | 34.8 | RE+3/2/17/HV/PPD(RE+1).F | DP3R3 | CABLERE51053 | CHS(ID/+1).F3
51054 | P5218 | RE+3/2/18 | SELECT END_POINT FROM CMSINTEGRATION.CABLE WHERE END_POINT_DET='PPD(RE+1).F' GROUP BY END_POINT | PPD(RE+1).F | 33.4 | RE+3/2/18/HV/PPD(RE+1).F | DP3R3 | CABLERE51054 | CHS(ID/+1).F3
51055 | P5219 | RE+3/2/19 | SELECT END_POINT FROM CMSINTEGRATION.CABLE WHERE END_POINT_DET='PPD(RE+1).F' GROUP BY END_POINT | PPD(RE+1).F | 33.1 | RE+3/2/19/HV/PPD(RE+1).F | DP3R3 | CABLERE51055 | CHS(ID/+1).F3
51056 | P5220 | RE+3/2/20 | SELECT END_POINT FROM CMSINTEGRATION.CABLE WHERE END_POINT_DET='PPD(RE+1).F' GROUP BY END_POINT | PPD(RE+1).F | 34.5 | RE+3/2/20/HV/PPD(RE+1).F | DP3R3 | CABLERE51056 | CHS(ID/+1).F3
51057 | P5221 | RE+3/2/21 | SELECT END_POINT FROM CMSINTEGRATION.CABLE WHERE END_POINT_DET='PPD(RE+1).F' GROUP BY END_POINT | PPD(RE+1).F | 35.9 | RE+3/2/21/HV/PPD(RE+1).F | DP3R3 | CABLERE51057 | CHS(ID/+1).F3
51058 | P5222 | RE+3/2/22 | SELECT END_POINT FROM CMSINTEGRATION.CABLE WHERE END_POINT_DET='PPD(RE+1).F' GROUP BY END_POINT | PPD(RE+1).F | 37.1 | RE+3/2/22/HV/PPD(RE+1).F | DP3R3 | CABLERE51058 | CHS(ID/+1).F3
51059 | P5223 | RE+3/2/23 | SELECT END_POINT FROM CMSINTEGRATION.CABLE WHERE END_POINT_DET='PPD(RE+1).F' GROUP BY END_POINT | PPD(RE+1).F | 38.3 | RE+3/2/23/HV/PPD(RE+1).F | DP3R3 | CABLERE51059 | CHS(ID/+1).F3
51060 | P5224 | RE+3/2/24 | SELECT END_POINT FROM CMSINTEGRATION.CABLE WHERE END_POINT_DET='PPD(RE+1).F' GROUP BY END_POINT | PPD(RE+1).F | 40.1 | RE+3/2/24/HV/PPD(RE+1).F | DP3R3 | CABLERE51060 | CHS(ID/+1).F3
51061 | P5225 | RE+3/2/25 | SELECT END_POINT FROM CMSINTEGRATION.CABLE WHERE END_POINT_DET='PPD(RE+1).F' GROUP BY END_POINT | PPD(RE+1).F | 41.3 | RE+3/2/25/HV/PPD(RE+1).F | DP3R3 | CABLERE51061 | CHS(ID/+1).F3
51062 | P5226 | RE+3/2/26 | SELECT END_POINT FROM CMSINTEGRATION.CABLE WHERE END_POINT_DET='PPD(RE+1).F' GROUP BY END_POINT | PPD(RE+1).F | 42.3 | RE+3/2/26/HV/PPD(RE+1).F | DP3R3 | CABLERE51062 | CHS(ID/+1).F3
51063 | P5227 | RE+3/2/27 | SELECT END_POINT FROM CMSINTEGRATION.CABLE WHERE END_POINT_DET='PPD(RE+1).F' GROUP BY END_POINT | PPD(RE+1).F | 43.6 | RE+3/2/27/HV/PPD(RE+1).F | DP3R3 | CABLERE51063 | CHS(ID/+1).F3
51064 | P5228 | RE+3/2/28 | SELECT END_POINT FROM CMSINTEGRATION.CABLE WHERE END_POINT_DET='PPD(RE+1).F' GROUP BY END_POINT | PPD(RE+1).F | 44.7 | RE+3/2/28/HV/PPD(RE+1).F | DP3R3 | CABLERE51064 | CHS(ID/+1).F3
51065 | P5229 | RE+3/2/29 | SELECT END_POINT FROM CMSINTEGRATION.CABLE WHERE END_POINT_DET='PPD(RE+1).N' GROUP BY END_POINT | PPD(RE+1).N | 44.7 | RE+3/2/29/HV/PPD(RE+1).N | DP3R3 | CABLERE51065 | CHS(ID/+1).N3
51066 | P5230 | RE+3/2/30 | SELECT END_POINT FROM CMSINTEGRATION.CABLE WHERE END_POINT_DET='PPD(RE+1).N' GROUP BY END_POINT | PPD(RE+1).N | 43.4 | RE+3/2/30/HV/PPD(RE+1).N | DP3R3 | CABLERE51066 | CHS(ID/+1).N3
51067 | P5231 | RE+3/2/31 | SELECT END_POINT FROM CMSINTEGRATION.CABLE WHERE END_POINT_DET='PPD(RE+1).N' GROUP BY END_POINT | PPD(RE+1).N | 42.4 | RE+3/2/31/HV/PPD(RE+1).N | DP3R3 | CABLERE51067 | CHS(ID/+1).N3
51068 | P5232 | RE+3/2/32 | SELECT END_POINT FROM CMSINTEGRATION.CABLE WHERE END_POINT_DET='PPD(RE+1).N' GROUP BY END_POINT | PPD(RE+1).N | 41.2 | RE+3/2/32/HV/PPD(RE+1).N | DP3R3 | CABLERE51068 | CHS(ID/+1).N3
51069 | P5233 | RE+3/2/33 | SELECT END_POINT FROM CMSINTEGRATION.CABLE WHERE END_POINT_DET='PPD(RE+1).N' GROUP BY END_POINT | PPD(RE+1).N | 39.4 | RE+3/2/33/HV/PPD(RE+1).N | DP3R3 | CABLERE51069 | CHS(ID/+1).N3
51070 | P5234 | RE+3/2/34 | SELECT END_POINT FROM CMSINTEGRATION.CABLE WHERE END_POINT_DET='PPD(RE+1).N' GROUP BY END_POINT | PPD(RE+1).N | 38.2 | RE+3/2/34/HV/PPD(RE+1).N | DP3R3 | CABLERE51070 | CHS(ID/+1).N3
51071 | P5235 | RE+3/2/35 | SELECT END_POINT FROM CMSINTEGRATION.CABLE WHERE END_POINT_DET='PPD(RE+1).N' GROUP BY END_POINT | PPD(RE+1).N | 37 | RE+3/2/35/HV/PPD(RE+1).N | DP3R3 | CABLERE51071 | CHS(ID/+1).N3
51072 | P5236 | RE+3/2/36 | SELECT END_POINT FROM CMSINTEGRATION.CABLE WHERE END_POINT_DET='PPD(RE+1).N' GROUP BY END_POINT | PPD(RE+1).N | 35.6 | RE+3/2/36/HV/PPD(RE+1).N | DP3R3 | CABLERE51072 | CHS(ID/+1).N3
51073 | M5301 | RE-3/3/01 | SELECT END_POINT FROM CMSINTEGRATION.CABLE WHERE END_POINT_DET='PPD(RE-1).N' GROUP BY END_POINT | PPD(RE-1).N | 32.2 | RE-3/3/01/HV/PPD(RE-1).N | DM3R3 | CABLERE51073 | CHS(ID/-1).N3
51074 | M5302 | RE-3/3/02 | SELECT END_POINT FROM CMSINTEGRATION.CABLE WHERE END_POINT_DET='PPD(RE-1).N' GROUP BY END_POINT | PPD(RE-1).N | 30.9 | RE-3/3/02/HV/PPD(RE-1).N | DM3R3 | CABLERE51074 | CHS(ID/-1).N3
51075 | M5303 | RE-3/3/03 | SELECT END_POINT FROM CMSINTEGRATION.CABLE WHERE END_POINT_DET='PPD(RE-1).N' GROUP BY END_POINT | PPD(RE-1).N | 31.7 | RE-3/3/03/HV/PPD(RE-1).N | DM3R3 | CABLERE51075 | CHS(ID/-1).N3
51076 | M5304 | RE-3/3/04 | SELECT END_POINT FROM CMSINTEGRATION.CABLE WHERE END_POINT_DET='PPD(RE-1).N' GROUP BY END_POINT | PPD(RE-1).N | 32.9 | RE-3/3/04/HV/PPD(RE-1).N | DM3R3 | CABLERE51076 | CHS(ID/-1).N3
51077 | M5305 | RE-3/3/05 | SELECT END_POINT FROM CMSINTEGRATION.CABLE WHERE END_POINT_DET='PPD(RE-1).N' GROUP BY END_POINT | PPD(RE-1).N | 34.3 | RE-3/3/05/HV/PPD(RE-1).N | DM3R3 | CABLERE51077 | CHS(ID/-1).N3
51078 | M5306 | RE-3/3/06 | SELECT END_POINT FROM CMSINTEGRATION.CABLE WHERE END_POINT_DET='PPD(RE-1).N' GROUP BY END_POINT | PPD(RE-1).N | 35.6 | RE-3/3/06/HV/PPD(RE-1).N | DM3R3 | CABLERE51078 | CHS(ID/-1).N3
51079 | M5307 | RE-3/3/07 | SELECT END_POINT FROM CMSINTEGRATION.CABLE WHERE END_POINT_DET='PPD(RE-1).N' GROUP BY END_POINT | PPD(RE-1).N | 36.8 | RE-3/3/07/HV/PPD(RE-1).N | DM3R3 | CABLERE51079 | CHS(ID/-1).N3
51080 | M5308 | RE-3/3/08 | SELECT END_POINT FROM CMSINTEGRATION.CABLE WHERE END_POINT_DET='PPD(RE-1).N' GROUP BY END_POINT | PPD(RE-1).N | 38.2 | RE-3/3/08/HV/PPD(RE-1).N | DM3R3 | CABLERE51080 | CHS(ID/-1).N3
51081 | M5309 | RE-3/3/09 | SELECT END_POINT FROM CMSINTEGRATION.CABLE WHERE END_POINT_DET='PPD(RE-1).N' GROUP BY END_POINT | PPD(RE-1).N | 39.6 | RE-3/3/09/HV/PPD(RE-1).N | DM3R3 | CABLERE51081 | CHS(ID/-1).N3
51082 | M5310 | RE-3/3/10 | SELECT END_POINT FROM CMSINTEGRATION.CABLE WHERE END_POINT_DET='PPD(RE-1).N' GROUP BY END_POINT | PPD(RE-1).N | 40.7 | RE-3/3/10/HV/PPD(RE-1).N | DM3R3 | CABLERE51082 | CHS(ID/-1).N3
51083 | M5311 | RE-3/3/11 | SELECT END_POINT FROM CMSINTEGRATION.CABLE WHERE END_POINT_DET='PPD(RE-1).F' GROUP BY END_POINT | PPD(RE-1).F | 40.7 | RE-3/3/11/HV/PPD(RE-1).F | DM3R3 | CABLERE51083 | CHS(ID/-1).F3
51084 | M5312 | RE-3/3/12 | SELECT END_POINT FROM CMSINTEGRATION.CABLE WHERE END_POINT_DET='PPD(RE-1).F' GROUP BY END_POINT | PPD(RE-1).F | 39.3 | RE-3/3/12/HV/PPD(RE-1).F | DM3R3 | CABLERE51084 | CHS(ID/-1).F3
51085 | M5313 | RE-3/3/13 | SELECT END_POINT FROM CMSINTEGRATION.CABLE WHERE END_POINT_DET='PPD(RE-1).F' GROUP BY END_POINT | PPD(RE-1).F | 37.9 | RE-3/3/13/HV/PPD(RE-1).F | DM3R3 | CABLERE51085 | CHS(ID/-1).F3
51086 | M5314 | RE-3/3/14 | SELECT END_POINT FROM CMSINTEGRATION.CABLE WHERE END_POINT_DET='PPD(RE-1).F' GROUP BY END_POINT | PPD(RE-1).F | 36.7 | RE-3/3/14/HV/PPD(RE-1).F | DM3R3 | CABLERE51086 | CHS(ID/-1).F3
51087 | M5315 | RE-3/3/15 | SELECT END_POINT FROM CMSINTEGRATION.CABLE WHERE END_POINT_DET='PPD(RE-1).F' GROUP BY END_POINT | PPD(RE-1).F | 35.4 | RE-3/3/15/HV/PPD(RE-1).F | DM3R3 | CABLERE51087 | CHS(ID/-1).F3
51088 | M5316 | RE-3/3/16 | SELECT END_POINT FROM CMSINTEGRATION.CABLE WHERE END_POINT_DET='PPD(RE-1).F' GROUP BY END_POINT | PPD(RE-1).F | 34 | RE-3/3/16/HV/PPD(RE-1).F | DM3R3 | CABLERE51088 | CHS(ID/-1).F3
51089 | M5317 | RE-3/3/17 | SELECT END_POINT FROM CMSINTEGRATION.CABLE WHERE END_POINT_DET='PPD(RE-1).F' GROUP BY END_POINT | PPD(RE-1).F | 32.8 | RE-3/3/17/HV/PPD(RE-1).F | DM3R3 | CABLERE51089 | CHS(ID/-1).F3
51090 | M5318 | RE-3/3/18 | SELECT END_POINT FROM CMSINTEGRATION.CABLE WHERE END_POINT_DET='PPD(RE-1).F' GROUP BY END_POINT | PPD(RE-1).F | 31.4 | RE-3/3/18/HV/PPD(RE-1).F | DM3R3 | CABLERE51090 | CHS(ID/-1).F3
51091 | M5319 | RE-3/3/19 | SELECT END_POINT FROM CMSINTEGRATION.CABLE WHERE END_POINT_DET='PPD(RE-1).F' GROUP BY END_POINT | PPD(RE-1).F | 31.1 | RE-3/3/19/HV/PPD(RE-1).F | DM3R3 | CABLERE51091 | CHS(ID/-1).F3
51092 | M5320 | RE-3/3/20 | SELECT END_POINT FROM CMSINTEGRATION.CABLE WHERE END_POINT_DET='PPD(RE-1).F' GROUP BY END_POINT | PPD(RE-1).F | 32.5 | RE-3/3/20/HV/PPD(RE-1).F | DM3R3 | CABLERE51092 | CHS(ID/-1).F3
51093 | M5321 | RE-3/3/21 | SELECT END_POINT FROM CMSINTEGRATION.CABLE WHERE END_POINT_DET='PPD(RE-1).F' GROUP BY END_POINT | PPD(RE-1).F | 34 | RE-3/3/21/HV/PPD(RE-1).F | DM3R3 | CABLERE51093 | CHS(ID/-1).F3
51094 | M5322 | RE-3/3/22 | SELECT END_POINT FROM CMSINTEGRATION.CABLE WHERE END_POINT_DET='PPD(RE-1).F' GROUP BY END_POINT | PPD(RE-1).F | 35.1 | RE-3/3/22/HV/PPD(RE-1).F | DM3R3 | CABLERE51094 | CHS(ID/-1).F3
51095 | M5323 | RE-3/3/23 | SELECT END_POINT FROM CMSINTEGRATION.CABLE WHERE END_POINT_DET='PPD(RE-1).F' GROUP BY END_POINT | PPD(RE-1).F | 36.3 | RE-3/3/23/HV/PPD(RE-1).F | DM3R3 | CABLERE51095 | CHS(ID/-1).F3
51096 | M5324 | RE-3/3/24 | SELECT END_POINT FROM CMSINTEGRATION.CABLE WHERE END_POINT_DET='PPD(RE-1).F' GROUP BY END_POINT | PPD(RE-1).F | 38.2 | RE-3/3/24/HV/PPD(RE-1).F | DM3R3 | CABLERE51096 | CHS(ID/-1).F3
51097 | M5325 | RE-3/3/25 | SELECT END_POINT FROM CMSINTEGRATION.CABLE WHERE END_POINT_DET='PPD(RE-1).F' GROUP BY END_POINT | PPD(RE-1).F | 39.3 | RE-3/3/25/HV/PPD(RE-1).F | DM3R3 | CABLERE51097 | CHS(ID/-1).F3
51098 | M5326 | RE-3/3/26 | SELECT END_POINT FROM CMSINTEGRATION.CABLE WHERE END_POINT_DET='PPD(RE-1).F' GROUP BY END_POINT | PPD(RE-1).F | 40.3 | RE-3/3/26/HV/PPD(RE-1).F | DM3R3 | CABLERE51098 | CHS(ID/-1).F3
51099 | M5327 | RE-3/3/27 | SELECT END_POINT FROM CMSINTEGRATION.CABLE WHERE END_POINT_DET='PPD(RE-1).F' GROUP BY END_POINT | PPD(RE-1).F | 41.6 | RE-3/3/27/HV/PPD(RE-1).F | DM3R3 | CABLERE51099 | CHS(ID/-1).F3
51100 | M5328 | RE-3/3/28 | SELECT END_POINT FROM CMSINTEGRATION.CABLE WHERE END_POINT_DET='PPD(RE-1).F' GROUP BY END_POINT | PPD(RE-1).F | 42.7 | RE-3/3/28/HV/PPD(RE-1).F | DM3R3 | CABLERE51100 | CHS(ID/-1).F3
51101 | M5329 | RE-3/3/29 | SELECT END_POINT FROM CMSINTEGRATION.CABLE WHERE END_POINT_DET='PPD(RE-1).N' GROUP BY END_POINT | PPD(RE-1).N | 42.7 | RE-3/3/29/HV/PPD(RE-1).N | DM3R3 | CABLERE51101 | CHS(ID/-1).N3
51102 | M5330 | RE-3/3/30 | SELECT END_POINT FROM CMSINTEGRATION.CABLE WHERE END_POINT_DET='PPD(RE-1).N' GROUP BY END_POINT | PPD(RE-1).N | 41.4 | RE-3/3/30/HV/PPD(RE-1).N | DM3R3 | CABLERE51102 | CHS(ID/-1).N3
51103 | M5331 | RE-3/3/31 | SELECT END_POINT FROM CMSINTEGRATION.CABLE WHERE END_POINT_DET='PPD(RE-1).N' GROUP BY END_POINT | PPD(RE-1).N | 40.4 | RE-3/3/31/HV/PPD(RE-1).N | DM3R3 | CABLERE51103 | CHS(ID/-1).N3
51104 | M5332 | RE-3/3/32 | SELECT END_POINT FROM CMSINTEGRATION.CABLE WHERE END_POINT_DET='PPD(RE-1).N' GROUP BY END_POINT | PPD(RE-1).N | 39.3 | RE-3/3/32/HV/PPD(RE-1).N | DM3R3 | CABLERE51104 | CHS(ID/-1).N3
51105 | M5333 | RE-3/3/33 | SELECT END_POINT FROM CMSINTEGRATION.CABLE WHERE END_POINT_DET='PPD(RE-1).N' GROUP BY END_POINT | PPD(RE-1).N | 37.4 | RE-3/3/33/HV/PPD(RE-1).N | DM3R3 | CABLERE51105 | CHS(ID/-1).N3
51106 | M5334 | RE-3/3/34 | SELECT END_POINT FROM CMSINTEGRATION.CABLE WHERE END_POINT_DET='PPD(RE-1).N' GROUP BY END_POINT | PPD(RE-1).N | 36.2 | RE-3/3/34/HV/PPD(RE-1).N | DM3R3 | CABLERE51106 | CHS(ID/-1).N3
51107 | M5335 | RE-3/3/35 | SELECT END_POINT FROM CMSINTEGRATION.CABLE WHERE END_POINT_DET='PPD(RE-1).N' GROUP BY END_POINT | PPD(RE-1).N | 35.1 | RE-3/3/35/HV/PPD(RE-1).N | DM3R3 | CABLERE51107 | CHS(ID/-1).N3
51108 | M5336 | RE-3/3/36 | SELECT END_POINT FROM CMSINTEGRATION.CABLE WHERE END_POINT_DET='PPD(RE-1).N' GROUP BY END_POINT | PPD(RE-1).N | 33.6 | RE-3/3/36/HV/PPD(RE-1).N | DM3R3 | CABLERE51108 | CHS(ID/-1).N3
51109 | M5201 | RE-3/2/01 | SELECT END_POINT FROM CMSINTEGRATION.CABLE WHERE END_POINT_DET='PPD(RE-1).N' GROUP BY END_POINT | PPD(RE-1).N | 34.2 | RE-3/2/01/HV/PPD(RE-1).N | DM3R3 | CABLERE51109 | CHS(ID/-1).N3
51110 | M5202 | RE-3/2/02 | SELECT END_POINT FROM CMSINTEGRATION.CABLE WHERE END_POINT_DET='PPD(RE-1).N' GROUP BY END_POINT | PPD(RE-1).N | 32.8 | RE-3/2/02/HV/PPD(RE-1).N | DM3R3 | CABLERE51110 | CHS(ID/-1).N3
51111 | M5203 | RE-3/2/03 | SELECT END_POINT FROM CMSINTEGRATION.CABLE WHERE END_POINT_DET='PPD(RE-1).N' GROUP BY END_POINT | PPD(RE-1).N | 33.7 | RE-3/2/03/HV/PPD(RE-1).N | DM3R3 | CABLERE51111 | CHS(ID/-1).N3
51112 | M5204 | RE-3/2/04 | SELECT END_POINT FROM CMSINTEGRATION.CABLE WHERE END_POINT_DET='PPD(RE-1).N' GROUP BY END_POINT | PPD(RE-1).N | 34.8 | RE-3/2/04/HV/PPD(RE-1).N | DM3R3 | CABLERE51112 | CHS(ID/-1).N3
51113 | M5205 | RE-3/2/05 | SELECT END_POINT FROM CMSINTEGRATION.CABLE WHERE END_POINT_DET='PPD(RE-1).N' GROUP BY END_POINT | PPD(RE-1).N | 36.3 | RE-3/2/05/HV/PPD(RE-1).N | DM3R3 | CABLERE51113 | CHS(ID/-1).N3
51114 | M5206 | RE-3/2/06 | SELECT END_POINT FROM CMSINTEGRATION.CABLE WHERE END_POINT_DET='PPD(RE-1).N' GROUP BY END_POINT | PPD(RE-1).N | 37.6 | RE-3/2/06/HV/PPD(RE-1).N | DM3R3 | CABLERE51114 | CHS(ID/-1).N3
51115 | M5207 | RE-3/2/07 | SELECT END_POINT FROM CMSINTEGRATION.CABLE WHERE END_POINT_DET='PPD(RE-1).N' GROUP BY END_POINT | PPD(RE-1).N | 38.8 | RE-3/2/07/HV/PPD(RE-1).N | DM3R3 | CABLERE51115 | CHS(ID/-1).N3
51116 | M5208 | RE-3/2/08 | SELECT END_POINT FROM CMSINTEGRATION.CABLE WHERE END_POINT_DET='PPD(RE-1).N' GROUP BY END_POINT | PPD(RE-1).N | 40.2 | RE-3/2/08/HV/PPD(RE-1).N | DM3R3 | CABLERE51116 | CHS(ID/-1).N3
51117 | M5209 | RE-3/2/09 | SELECT END_POINT FROM CMSINTEGRATION.CABLE WHERE END_POINT_DET='PPD(RE-1).N' GROUP BY END_POINT | PPD(RE-1).N | 41.6 | RE-3/2/09/HV/PPD(RE-1).N | DM3R3 | CABLERE51117 | CHS(ID/-1).N3
51118 | M5210 | RE-3/2/10 | SELECT END_POINT FROM CMSINTEGRATION.CABLE WHERE END_POINT_DET='PPD(RE-1).N' GROUP BY END_POINT | PPD(RE-1).N | 42.7 | RE-3/2/10/HV/PPD(RE-1).N | DM3R3 | CABLERE51118 | CHS(ID/-1).N3
51119 | M5211 | RE-3/2/11 | SELECT END_POINT FROM CMSINTEGRATION.CABLE WHERE END_POINT_DET='PPD(RE-1).F' GROUP BY END_POINT | PPD(RE-1).F | 42.7 | RE-3/2/11/HV/PPD(RE-1).F | DM3R3 | CABLERE51119 | CHS(ID/-1).F3
51120 | M5212 | RE-3/2/12 | SELECT END_POINT FROM CMSINTEGRATION.CABLE WHERE END_POINT_DET='PPD(RE-1).F' GROUP BY END_POINT | PPD(RE-1).F | 41.3 | RE-3/2/12/HV/PPD(RE-1).F | DM3R3 | CABLERE51120 | CHS(ID/-1).F3
51121 | M5213 | RE-3/2/13 | SELECT END_POINT FROM CMSINTEGRATION.CABLE WHERE END_POINT_DET='PPD(RE-1).F' GROUP BY END_POINT | PPD(RE-1).F | 39.9 | RE-3/2/13/HV/PPD(RE-1).F | DM3R3 | CABLERE51121 | CHS(ID/-1).F3
51122 | M5214 | RE-3/2/14 | SELECT END_POINT FROM CMSINTEGRATION.CABLE WHERE END_POINT_DET='PPD(RE-1).F' GROUP BY END_POINT | PPD(RE-1).F | 38.7 | RE-3/2/14/HV/PPD(RE-1).F | DM3R3 | CABLERE51122 | CHS(ID/-1).F3
51123 | M5215 | RE-3/2/15 | SELECT END_POINT FROM CMSINTEGRATION.CABLE WHERE END_POINT_DET='PPD(RE-1).F' GROUP BY END_POINT | PPD(RE-1).F | 37.4 | RE-3/2/15/HV/PPD(RE-1).F | DM3R3 | CABLERE51123 | CHS(ID/-1).F3
51124 | M5216 | RE-3/2/16 | SELECT END_POINT FROM CMSINTEGRATION.CABLE WHERE END_POINT_DET='PPD(RE-1).F' GROUP BY END_POINT | PPD(RE-1).F | 35.9 | RE-3/2/16/HV/PPD(RE-1).F | DM3R3 | CABLERE51124 | CHS(ID/-1).F3
51125 | M5217 | RE-3/2/17 | SELECT END_POINT FROM CMSINTEGRATION.CABLE WHERE END_POINT_DET='PPD(RE-1).F' GROUP BY END_POINT | PPD(RE-1).F | 34.8 | RE-3/2/17/HV/PPD(RE-1).F | DM3R3 | CABLERE51125 | CHS(ID/-1).F3
51126 | M5218 | RE-3/2/18 | SELECT END_POINT FROM CMSINTEGRATION.CABLE WHERE END_POINT_DET='PPD(RE-1).F' GROUP BY END_POINT | PPD(RE-1).F | 33.4 | RE-3/2/18/HV/PPD(RE-1).F | DM3R3 | CABLERE51126 | CHS(ID/-1).F3
51127 | M5219 | RE-3/2/19 | SELECT END_POINT FROM CMSINTEGRATION.CABLE WHERE END_POINT_DET='PPD(RE-1).F' GROUP BY END_POINT | PPD(RE-1).F | 33.1 | RE-3/2/19/HV/PPD(RE-1).F | DM3R3 | CABLERE51127 | CHS(ID/-1).F3
51128 | M5220 | RE-3/2/20 | SELECT END_POINT FROM CMSINTEGRATION.CABLE WHERE END_POINT_DET='PPD(RE-1).F' GROUP BY END_POINT | PPD(RE-1).F | 34.5 | RE-3/2/20/HV/PPD(RE-1).F | DM3R3 | CABLERE51128 | CHS(ID/-1).F3
51129 | M5221 | RE-3/2/21 | SELECT END_POINT FROM CMSINTEGRATION.CABLE WHERE END_POINT_DET='PPD(RE-1).F' GROUP BY END_POINT | PPD(RE-1).F | 35.9 | RE-3/2/21/HV/PPD(RE-1).F | DM3R3 | CABLERE51129 | CHS(ID/-1).F3
51130 | M5222 | RE-3/2/22 | SELECT END_POINT FROM CMSINTEGRATION.CABLE WHERE END_POINT_DET='PPD(RE-1).F' GROUP BY END_POINT | PPD(RE-1).F | 37.1 | RE-3/2/22/HV/PPD(RE-1).F | DM3R3 | CABLERE51130 | CHS(ID/-1).F3
51131 | M5223 | RE-3/2/23 | SELECT END_POINT FROM CMSINTEGRATION.CABLE WHERE END_POINT_DET='PPD(RE-1).F' GROUP BY END_POINT | PPD(RE-1).F | 38.3 | RE-3/2/23/HV/PPD(RE-1).F | DM3R3 | CABLERE51131 | CHS(ID/-1).F3
51132 | M5224 | RE-3/2/24 | SELECT END_POINT FROM CMSINTEGRATION.CABLE WHERE END_POINT_DET='PPD(RE-1).F' GROUP BY END_POINT | PPD(RE-1).F | 40.1 | RE-3/2/24/HV/PPD(RE-1).F | DM3R3 | CABLERE51132 | CHS(ID/-1).F3
51133 | M5225 | RE-3/2/25 | SELECT END_POINT FROM CMSINTEGRATION.CABLE WHERE END_POINT_DET='PPD(RE-1).F' GROUP BY END_POINT | PPD(RE-1).F | 41.3 | RE-3/2/25/HV/PPD(RE-1).F | DM3R3 | CABLERE51133 | CHS(ID/-1).F3
51134 | M5226 | RE-3/2/26 | SELECT END_POINT FROM CMSINTEGRATION.CABLE WHERE END_POINT_DET='PPD(RE-1).F' GROUP BY END_POINT | PPD(RE-1).F | 42.3 | RE-3/2/26/HV/PPD(RE-1).F | DM3R3 | CABLERE51134 | CHS(ID/-1).F3
51135 | M5227 | RE-3/2/27 | SELECT END_POINT FROM CMSINTEGRATION.CABLE WHERE END_POINT_DET='PPD(RE-1).F' GROUP BY END_POINT | PPD(RE-1).F | 43.6 | RE-3/2/27/HV/PPD(RE-1).F | DM3R3 | CABLERE51135 | CHS(ID/-1).F3
51136 | M5228 | RE-3/2/28 | SELECT END_POINT FROM CMSINTEGRATION.CABLE WHERE END_POINT_DET='PPD(RE-1).F' GROUP BY END_POINT | PPD(RE-1).F | 44.7 | RE-3/2/28/HV/PPD(RE-1).F | DM3R3 | CABLERE51136 | CHS(ID/-1).F3
51137 | M5229 | RE-3/2/29 | SELECT END_POINT FROM CMSINTEGRATION.CABLE WHERE END_POINT_DET='PPD(RE-1).N' GROUP BY END_POINT | PPD(RE-1).N | 44.7 | RE-3/2/29/HV/PPD(RE-1).N | DM3R3 | CABLERE51137 | CHS(ID/-1).N3
51138 | M5230 | RE-3/2/30 | SELECT END_POINT FROM CMSINTEGRATION.CABLE WHERE END_POINT_DET='PPD(RE-1).N' GROUP BY END_POINT | PPD(RE-1).N | 43.4 | RE-3/2/30/HV/PPD(RE-1).N | DM3R3 | CABLERE51138 | CHS(ID/-1).N3
51139 | M5231 | RE-3/2/31 | SELECT END_POINT FROM CMSINTEGRATION.CABLE WHERE END_POINT_DET='PPD(RE-1).N' GROUP BY END_POINT | PPD(RE-1).N | 42.4 | RE-3/2/31/HV/PPD(RE-1).N | DM3R3 | CABLERE51139 | CHS(ID/-1).N3
51140 | M5232 | RE-3/2/32 | SELECT END_POINT FROM CMSINTEGRATION.CABLE WHERE END_POINT_DET='PPD(RE-1).N' GROUP BY END_POINT | PPD(RE-1).N | 41.2 | RE-3/2/32/HV/PPD(RE-1).N | DM3R3 | CABLERE51140 | CHS(ID/-1).N3
51141 | M5233 | RE-3/2/33 | SELECT END_POINT FROM CMSINTEGRATION.CABLE WHERE END_POINT_DET='PPD(RE-1).N' GROUP BY END_POINT | PPD(RE-1).N | 39.4 | RE-3/2/33/HV/PPD(RE-1).N | DM3R3 | CABLERE51141 | CHS(ID/-1).N3
51142 | M5234 | RE-3/2/34 | SELECT END_POINT FROM CMSINTEGRATION.CABLE WHERE END_POINT_DET='PPD(RE-1).N' GROUP BY END_POINT | PPD(RE-1).N | 38.2 | RE-3/2/34/HV/PPD(RE-1).N | DM3R3 | CABLERE51142 | CHS(ID/-1).N3
51143 | M5235 | RE-3/2/35 | SELECT END_POINT FROM CMSINTEGRATION.CABLE WHERE END_POINT_DET='PPD(RE-1).N' GROUP BY END_POINT | PPD(RE-1).N | 37 | RE-3/2/35/HV/PPD(RE-1).N | DM3R3 | CABLERE51143 | CHS(ID/-1).N3
51144 | M5236 | RE-3/2/36 | SELECT END_POINT FROM CMSINTEGRATION.CABLE WHERE END_POINT_DET='PPD(RE-1).N' GROUP BY END_POINT | PPD(RE-1).N | 35.6 | RE-3/2/36/HV/PPD(RE-1).N | DM3R3 | CABLERE51144 | CHS(ID/-1).N3
5415.8

## help
INSERT INTO CMSINTEGRATION.CABLE (TYPE, TYPE_DET, SUBSYSTEM, LAST_CHANGE, SERIAL_CODE, START_POINT, START_POINT_DET, END_POINT, END_POINT_DET, LENGTH, LABEL_DET, INSTALLATION_PERIOD, ITEM_ID) VALUES ('H', '3_HV', 'RE', CURRENT_TIMESTAMP,
');
SELECT END_POINT FROM CMSINTEGRATION.CABLE WHERE END_POINT_DET='
' GROUP BY END_POINT
CHS(ID/
UPDATE CMSINTEGRATION.CABLE SET LAST_CHANGE=CURRENT_TIMESTAMP, ROUTING='
' WHERE SUBSYSTEM='RE' AND TYPE_DET='3_HV' AND START_POINT_DET='
' AND END_POINT_DET='
';

## SQL insert
INSERT INTO CMSINTEGRATION.CABLE (TYPE, TYPE_DET, SUBSYSTEM, LAST_CHANGE, SERIAL_CODE, START_POINT, START_POINT_DET, END_POINT, END_POINT_DET, LENGTH, LABEL_DET, INSTALLATION_PERIOD, ITEM_ID) VALUES ('H', '3_HV', 'RE', CURRENT_TIMESTAMP, '51001', 'P5301', 'RE+3/3/01', (SELECT END_POINT FROM CMSINTEGRATION.CABLE WHERE END_POINT_DET='PPD(RE+1).N' GROUP BY END_POINT), 'PPD(RE+1).N', 32.2, 'RE+3/3/01/HV/PPD(RE+1).N', 'DP3R3', 'CABLERE51001');
INSERT INTO CMSINTEGRATION.CABLE (TYPE, TYPE_DET, SUBSYSTEM, LAST_CHANGE, SERIAL_CODE, START_POINT, START_POINT_DET, END_POINT, END_POINT_DET, LENGTH, LABEL_DET, INSTALLATION_PERIOD, ITEM_ID) VALUES ('H', '3_HV', 'RE', CURRENT_TIMESTAMP, '51002', 'P5302', 'RE+3/3/02', (SELECT END_POINT FROM CMSINTEGRATION.CABLE WHERE END_POINT_DET='PPD(RE+1).N' GROUP BY END_POINT), 'PPD(RE+1).N', 30.9, 'RE+3/3/02/HV/PPD(RE+1).N', 'DP3R3', 'CABLERE51002');
INSERT INTO CMSINTEGRATION.CABLE (TYPE, TYPE_DET, SUBSYSTEM, LAST_CHANGE, SERIAL_CODE, START_POINT, START_POINT_DET, END_POINT, END_POINT_DET, LENGTH, LABEL_DET, INSTALLATION_PERIOD, ITEM_ID) VALUES ('H', '3_HV', 'RE', CURRENT_TIMESTAMP, '51003', 'P5303', 'RE+3/3/03', (SELECT END_POINT FROM CMSINTEGRATION.CABLE WHERE END_POINT_DET='PPD(RE+1).N' GROUP BY END_POINT), 'PPD(RE+1).N', 31.7, 'RE+3/3/03/HV/PPD(RE+1).N', 'DP3R3', 'CABLERE51003');
INSERT INTO CMSINTEGRATION.CABLE (TYPE, TYPE_DET, SUBSYSTEM, LAST_CHANGE, SERIAL_CODE, START_POINT, START_POINT_DET, END_POINT, END_POINT_DET, LENGTH, LABEL_DET, INSTALLATION_PERIOD, ITEM_ID) VALUES ('H', '3_HV', 'RE', CURRENT_TIMESTAMP, '51004', 'P5304', 'RE+3/3/04', (SELECT END_POINT FROM CMSINTEGRATION.CABLE WHERE END_POINT_DET='PPD(RE+1).N' GROUP BY END_POINT), 'PPD(RE+1).N', 32.9, 'RE+3/3/04/HV/PPD(RE+1).N', 'DP3R3', 'CABLERE51004');
INSERT INTO CMSINTEGRATION.CABLE (TYPE, TYPE_DET, SUBSYSTEM, LAST_CHANGE, SERIAL_CODE, START_POINT, START_POINT_DET, END_POINT, END_POINT_DET, LENGTH, LABEL_DET, INSTALLATION_PERIOD, ITEM_ID) VALUES ('H', '3_HV', 'RE', CURRENT_TIMESTAMP, '51005', 'P5305', 'RE+3/3/05', (SELECT END_POINT FROM CMSINTEGRATION.CABLE WHERE END_POINT_DET='PPD(RE+1).N' GROUP BY END_POINT), 'PPD(RE+1).N', 34.3, 'RE+3/3/05/HV/PPD(RE+1).N', 'DP3R3', 'CABLERE51005');
INSERT INTO CMSINTEGRATION.CABLE (TYPE, TYPE_DET, SUBSYSTEM, LAST_CHANGE, SERIAL_CODE, START_POINT, START_POINT_DET, END_POINT, END_POINT_DET, LENGTH, LABEL_DET, INSTALLATION_PERIOD, ITEM_ID) VALUES ('H', '3_HV', 'RE', CURRENT_TIMESTAMP, '51006', 'P5306', 'RE+3/3/06', (SELECT END_POINT FROM CMSINTEGRATION.CABLE WHERE END_POINT_DET='PPD(RE+1).N' GROUP BY END_POINT), 'PPD(RE+1).N', 35.6, 'RE+3/3/06/HV/PPD(RE+1).N', 'DP3R3', 'CABLERE51006');
INSERT INTO CMSINTEGRATION.CABLE (TYPE, TYPE_DET, SUBSYSTEM, LAST_CHANGE, SERIAL_CODE, START_POINT, START_POINT_DET, END_POINT, END_POINT_DET, LENGTH, LABEL_DET, INSTALLATION_PERIOD, ITEM_ID) VALUES ('H', '3_HV', 'RE', CURRENT_TIMESTAMP, '51007', 'P5307', 'RE+3/3/07', (SELECT END_POINT FROM CMSINTEGRATION.CABLE WHERE END_POINT_DET='PPD(RE+1).N' GROUP BY END_POINT), 'PPD(RE+1).N', 36.8, 'RE+3/3/07/HV/PPD(RE+1).N', 'DP3R3', 'CABLERE51007');
INSERT INTO CMSINTEGRATION.CABLE (TYPE, TYPE_DET, SUBSYSTEM, LAST_CHANGE, SERIAL_CODE, START_POINT, START_POINT_DET, END_POINT, END_POINT_DET, LENGTH, LABEL_DET, INSTALLATION_PERIOD, ITEM_ID) VALUES ('H', '3_HV', 'RE', CURRENT_TIMESTAMP, '51008', 'P5308', 'RE+3/3/08', (SELECT END_POINT FROM CMSINTEGRATION.CABLE WHERE END_POINT_DET='PPD(RE+1).N' GROUP BY END_POINT), 'PPD(RE+1).N', 38.2, 'RE+3/3/08/HV/PPD(RE+1).N', 'DP3R3', 'CABLERE51008');
INSERT INTO CMSINTEGRATION.CABLE (TYPE, TYPE_DET, SUBSYSTEM, LAST_CHANGE, SERIAL_CODE, START_POINT, START_POINT_DET, END_POINT, END_POINT_DET, LENGTH, LABEL_DET, INSTALLATION_PERIOD, ITEM_ID) VALUES ('H', '3_HV', 'RE', CURRENT_TIMESTAMP, '51009', 'P5309', 'RE+3/3/09', (SELECT END_POINT FROM CMSINTEGRATION.CABLE WHERE END_POINT_DET='PPD(RE+1).N' GROUP BY END_POINT), 'PPD(RE+1).N', 39.6, 'RE+3/3/09/HV/PPD(RE+1).N', 'DP3R3', 'CABLERE51009');
INSERT INTO CMSINTEGRATION.CABLE (TYPE, TYPE_DET, SUBSYSTEM, LAST_CHANGE, SERIAL_CODE, START_POINT, START_POINT_DET, END_POINT, END_POINT_DET, LENGTH, LABEL_DET, INSTALLATION_PERIOD, ITEM_ID) VALUES ('H', '3_HV', 'RE', CURRENT_TIMESTAMP, '51010', 'P5310', 'RE+3/3/10', (SELECT END_POINT FROM CMSINTEGRATION.CABLE WHERE END_POINT_DET='PPD(RE+1).N' GROUP BY END_POINT), 'PPD(RE+1).N', 40.7, 'RE+3/3/10/HV/PPD(RE+1).N', 'DP3R3', 'CABLERE51010');
INSERT INTO CMSINTEGRATION.CABLE (TYPE, TYPE_DET, SUBSYSTEM, LAST_CHANGE, SERIAL_CODE, START_POINT, START_POINT_DET, END_POINT, END_POINT_DET, LENGTH, LABEL_DET, INSTALLATION_PERIOD, ITEM_ID) VALUES ('H', '3_HV', 'RE', CURRENT_TIMESTAMP, '51011', 'P5311', 'RE+3/3/11', (SELECT END_POINT FROM CMSINTEGRATION.CABLE WHERE END_POINT_DET='PPD(RE+1).F' GROUP BY END_POINT), 'PPD(RE+1).F', 40.7, 'RE+3/3/11/HV/PPD(RE+1).F', 'DP3R3', 'CABLERE51011');
INSERT INTO CMSINTEGRATION.CABLE (TYPE, TYPE_DET, SUBSYSTEM, LAST_CHANGE, SERIAL_CODE, START_POINT, START_POINT_DET, END_POINT, END_POINT_DET, LENGTH, LABEL_DET, INSTALLATION_PERIOD, ITEM_ID) VALUES ('H', '3_HV', 'RE', CURRENT_TIMESTAMP, '51012', 'P5312', 'RE+3/3/12', (SELECT END_POINT FROM CMSINTEGRATION.CABLE WHERE END_POINT_DET='PPD(RE+1).F' GROUP BY END_POINT), 'PPD(RE+1).F', 39.3, 'RE+3/3/12/HV/PPD(RE+1).F', 'DP3R3', 'CABLERE51012');
INSERT INTO CMSINTEGRATION.CABLE (TYPE, TYPE_DET, SUBSYSTEM, LAST_CHANGE, SERIAL_CODE, START_POINT, START_POINT_DET, END_POINT, END_POINT_DET, LENGTH, LABEL_DET, INSTALLATION_PERIOD, ITEM_ID) VALUES ('H', '3_HV', 'RE', CURRENT_TIMESTAMP, '51013', 'P5313', 'RE+3/3/13', (SELECT END_POINT FROM CMSINTEGRATION.CABLE WHERE END_POINT_DET='PPD(RE+1).F' GROUP BY END_POINT), 'PPD(RE+1).F', 37.9, 'RE+3/3/13/HV/PPD(RE+1).F', 'DP3R3', 'CABLERE51013');
INSERT INTO CMSINTEGRATION.CABLE (TYPE, TYPE_DET, SUBSYSTEM, LAST_CHANGE, SERIAL_CODE, START_POINT, START_POINT_DET, END_POINT, END_POINT_DET, LENGTH, LABEL_DET, INSTALLATION_PERIOD, ITEM_ID) VALUES ('H', '3_HV', 'RE', CURRENT_TIMESTAMP, '51014', 'P5314', 'RE+3/3/14', (SELECT END_POINT FROM CMSINTEGRATION.CABLE WHERE END_POINT_DET='PPD(RE+1).F' GROUP BY END_POINT), 'PPD(RE+1).F', 36.7, 'RE+3/3/14/HV/PPD(RE+1).F', 'DP3R3', 'CABLERE51014');
INSERT INTO CMSINTEGRATION.CABLE (TYPE, TYPE_DET, SUBSYSTEM, LAST_CHANGE, SERIAL_CODE, START_POINT, START_POINT_DET, END_POINT, END_POINT_DET, LENGTH, LABEL_DET, INSTALLATION_PERIOD, ITEM_ID) VALUES ('H', '3_HV', 'RE', CURRENT_TIMESTAMP, '51015', 'P5315', 'RE+3/3/15', (SELECT END_POINT FROM CMSINTEGRATION.CABLE WHERE END_POINT_DET='PPD(RE+1).F' GROUP BY END_POINT), 'PPD(RE+1).F', 35.4, 'RE+3/3/15/HV/PPD(RE+1).F', 'DP3R3', 'CABLERE51015');
INSERT INTO CMSINTEGRATION.CABLE (TYPE, TYPE_DET, SUBSYSTEM, LAST_CHANGE, SERIAL_CODE, START_POINT, START_POINT_DET, END_POINT, END_POINT_DET, LENGTH, LABEL_DET, INSTALLATION_PERIOD, ITEM_ID) VALUES ('H', '3_HV', 'RE', CURRENT_TIMESTAMP, '51016', 'P5316', 'RE+3/3/16', (SELECT END_POINT FROM CMSINTEGRATION.CABLE WHERE END_POINT_DET='PPD(RE+1).F' GROUP BY END_POINT), 'PPD(RE+1).F', 34, 'RE+3/3/16/HV/PPD(RE+1).F', 'DP3R3', 'CABLERE51016');
INSERT INTO CMSINTEGRATION.CABLE (TYPE, TYPE_DET, SUBSYSTEM, LAST_CHANGE, SERIAL_CODE, START_POINT, START_POINT_DET, END_POINT, END_POINT_DET, LENGTH, LABEL_DET, INSTALLATION_PERIOD, ITEM_ID) VALUES ('H', '3_HV', 'RE', CURRENT_TIMESTAMP, '51017', 'P5317', 'RE+3/3/17', (SELECT END_POINT FROM CMSINTEGRATION.CABLE WHERE END_POINT_DET='PPD(RE+1).F' GROUP BY END_POINT), 'PPD(RE+1).F', 32.8, 'RE+3/3/17/HV/PPD(RE+1).F', 'DP3R3', 'CABLERE51017');
INSERT INTO CMSINTEGRATION.CABLE (TYPE, TYPE_DET, SUBSYSTEM, LAST_CHANGE, SERIAL_CODE, START_POINT, START_POINT_DET, END_POINT, END_POINT_DET, LENGTH, LABEL_DET, INSTALLATION_PERIOD, ITEM_ID) VALUES ('H', '3_HV', 'RE', CURRENT_TIMESTAMP, '51018', 'P5318', 'RE+3/3/18', (SELECT END_POINT FROM CMSINTEGRATION.CABLE WHERE END_POINT_DET='PPD(RE+1).F' GROUP BY END_POINT), 'PPD(RE+1).F', 31.4, 'RE+3/3/18/HV/PPD(RE+1).F', 'DP3R3', 'CABLERE51018');
INSERT INTO CMSINTEGRATION.CABLE (TYPE, TYPE_DET, SUBSYSTEM, LAST_CHANGE, SERIAL_CODE, START_POINT, START_POINT_DET, END_POINT, END_POINT_DET, LENGTH, LABEL_DET, INSTALLATION_PERIOD, ITEM_ID) VALUES ('H', '3_HV', 'RE', CURRENT_TIMESTAMP, '51019', 'P5319', 'RE+3/3/19', (SELECT END_POINT FROM CMSINTEGRATION.CABLE WHERE END_POINT_DET='PPD(RE+1).F' GROUP BY END_POINT), 'PPD(RE+1).F', 31.1, 'RE+3/3/19/HV/PPD(RE+1).F', 'DP3R3', 'CABLERE51019');
INSERT INTO CMSINTEGRATION.CABLE (TYPE, TYPE_DET, SUBSYSTEM, LAST_CHANGE, SERIAL_CODE, START_POINT, START_POINT_DET, END_POINT, END_POINT_DET, LENGTH, LABEL_DET, INSTALLATION_PERIOD, ITEM_ID) VALUES ('H', '3_HV', 'RE', CURRENT_TIMESTAMP, '51020', 'P5320', 'RE+3/3/20', (SELECT END_POINT FROM CMSINTEGRATION.CABLE WHERE END_POINT_DET='PPD(RE+1).F' GROUP BY END_POINT), 'PPD(RE+1).F', 32.5, 'RE+3/3/20/HV/PPD(RE+1).F', 'DP3R3', 'CABLERE51020');
INSERT INTO CMSINTEGRATION.CABLE (TYPE, TYPE_DET, SUBSYSTEM, LAST_CHANGE, SERIAL_CODE, START_POINT, START_POINT_DET, END_POINT, END_POINT_DET, LENGTH, LABEL_DET, INSTALLATION_PERIOD, ITEM_ID) VALUES ('H', '3_HV', 'RE', CURRENT_TIMESTAMP, '51021', 'P5321', 'RE+3/3/21', (SELECT END_POINT FROM CMSINTEGRATION.CABLE WHERE END_POINT_DET='PPD(RE+1).F' GROUP BY END_POINT), 'PPD(RE+1).F', 34, 'RE+3/3/21/HV/PPD(RE+1).F', 'DP3R3', 'CABLERE51021');
INSERT INTO CMSINTEGRATION.CABLE (TYPE, TYPE_DET, SUBSYSTEM, LAST_CHANGE, SERIAL_CODE, START_POINT, START_POINT_DET, END_POINT, END_POINT_DET, LENGTH, LABEL_DET, INSTALLATION_PERIOD, ITEM_ID) VALUES ('H', '3_HV', 'RE', CURRENT_TIMESTAMP, '51022', 'P5322', 'RE+3/3/22', (SELECT END_POINT FROM CMSINTEGRATION.CABLE WHERE END_POINT_DET='PPD(RE+1).F' GROUP BY END_POINT), 'PPD(RE+1).F', 35.1, 'RE+3/3/22/HV/PPD(RE+1).F', 'DP3R3', 'CABLERE51022');
INSERT INTO CMSINTEGRATION.CABLE (TYPE, TYPE_DET, SUBSYSTEM, LAST_CHANGE, SERIAL_CODE, START_POINT, START_POINT_DET, END_POINT, END_POINT_DET, LENGTH, LABEL_DET, INSTALLATION_PERIOD, ITEM_ID) VALUES ('H', '3_HV', 'RE', CURRENT_TIMESTAMP, '51023', 'P5323', 'RE+3/3/23', (SELECT END_POINT FROM CMSINTEGRATION.CABLE WHERE END_POINT_DET='PPD(RE+1).F' GROUP BY END_POINT), 'PPD(RE+1).F', 36.3, 'RE+3/3/23/HV/PPD(RE+1).F', 'DP3R3', 'CABLERE51023');
INSERT INTO CMSINTEGRATION.CABLE (TYPE, TYPE_DET, SUBSYSTEM, LAST_CHANGE, SERIAL_CODE, START_POINT, START_POINT_DET, END_POINT, END_POINT_DET, LENGTH, LABEL_DET, INSTALLATION_PERIOD, ITEM_ID) VALUES ('H', '3_HV', 'RE', CURRENT_TIMESTAMP, '51024', 'P5324', 'RE+3/3/24', (SELECT END_POINT FROM CMSINTEGRATION.CABLE WHERE END_POINT_DET='PPD(RE+1).F' GROUP BY END_POINT), 'PPD(RE+1).F', 38.2, 'RE+3/3/24/HV/PPD(RE+1).F', 'DP3R3', 'CABLERE51024');
INSERT INTO CMSINTEGRATION.CABLE (TYPE, TYPE_DET, SUBSYSTEM, LAST_CHANGE, SERIAL_CODE, START_POINT, START_POINT_DET, END_POINT, END_POINT_DET, LENGTH, LABEL_DET, INSTALLATION_PERIOD, ITEM_ID) VALUES ('H', '3_HV', 'RE', CURRENT_TIMESTAMP, '51025', 'P5325', 'RE+3/3/25', (SELECT END_POINT FROM CMSINTEGRATION.CABLE WHERE END_POINT_DET='PPD(RE+1).F' GROUP BY END_POINT), 'PPD(RE+1).F', 39.3, 'RE+3/3/25/HV/PPD(RE+1).F', 'DP3R3', 'CABLERE51025');
INSERT INTO CMSINTEGRATION.CABLE (TYPE, TYPE_DET, SUBSYSTEM, LAST_CHANGE, SERIAL_CODE, START_POINT, START_POINT_DET, END_POINT, END_POINT_DET, LENGTH, LABEL_DET, INSTALLATION_PERIOD, ITEM_ID) VALUES ('H', '3_HV', 'RE', CURRENT_TIMESTAMP, '51026', 'P5326', 'RE+3/3/26', (SELECT END_POINT FROM CMSINTEGRATION.CABLE WHERE END_POINT_DET='PPD(RE+1).F' GROUP BY END_POINT), 'PPD(RE+1).F', 40.3, 'RE+3/3/26/HV/PPD(RE+1).F', 'DP3R3', 'CABLERE51026');
INSERT INTO CMSINTEGRATION.CABLE (TYPE, TYPE_DET, SUBSYSTEM, LAST_CHANGE, SERIAL_CODE, START_POINT, START_POINT_DET, END_POINT, END_POINT_DET, LENGTH, LABEL_DET, INSTALLATION_PERIOD, ITEM_ID) VALUES ('H', '3_HV', 'RE', CURRENT_TIMESTAMP, '51027', 'P5327', 'RE+3/3/27', (SELECT END_POINT FROM CMSINTEGRATION.CABLE WHERE END_POINT_DET='PPD(RE+1).F' GROUP BY END_POINT), 'PPD(RE+1).F', 41.6, 'RE+3/3/27/HV/PPD(RE+1).F', 'DP3R3', 'CABLERE51027');
INSERT INTO CMSINTEGRATION.CABLE (TYPE, TYPE_DET, SUBSYSTEM, LAST_CHANGE, SERIAL_CODE, START_POINT, START_POINT_DET, END_POINT, END_POINT_DET, LENGTH, LABEL_DET, INSTALLATION_PERIOD, ITEM_ID) VALUES ('H', '3_HV', 'RE', CURRENT_TIMESTAMP, '51028', 'P5328', 'RE+3/3/28', (SELECT END_POINT FROM CMSINTEGRATION.CABLE WHERE END_POINT_DET='PPD(RE+1).F' GROUP BY END_POINT), 'PPD(RE+1).F', 42.7, 'RE+3/3/28/HV/PPD(RE+1).F', 'DP3R3', 'CABLERE51028');
INSERT INTO CMSINTEGRATION.CABLE (TYPE, TYPE_DET, SUBSYSTEM, LAST_CHANGE, SERIAL_CODE, START_POINT, START_POINT_DET, END_POINT, END_POINT_DET, LENGTH, LABEL_DET, INSTALLATION_PERIOD, ITEM_ID) VALUES ('H', '3_HV', 'RE', CURRENT_TIMESTAMP, '51029', 'P5329', 'RE+3/3/29', (SELECT END_POINT FROM CMSINTEGRATION.CABLE WHERE END_POINT_DET='PPD(RE+1).N' GROUP BY END_POINT), 'PPD(RE+1).N', 42.7, 'RE+3/3/29/HV/PPD(RE+1).N', 'DP3R3', 'CABLERE51029');
INSERT INTO CMSINTEGRATION.CABLE (TYPE, TYPE_DET, SUBSYSTEM, LAST_CHANGE, SERIAL_CODE, START_POINT, START_POINT_DET, END_POINT, END_POINT_DET, LENGTH, LABEL_DET, INSTALLATION_PERIOD, ITEM_ID) VALUES ('H', '3_HV', 'RE', CURRENT_TIMESTAMP, '51030', 'P5330', 'RE+3/3/30', (SELECT END_POINT FROM CMSINTEGRATION.CABLE WHERE END_POINT_DET='PPD(RE+1).N' GROUP BY END_POINT), 'PPD(RE+1).N', 41.4, 'RE+3/3/30/HV/PPD(RE+1).N', 'DP3R3', 'CABLERE51030');
INSERT INTO CMSINTEGRATION.CABLE (TYPE, TYPE_DET, SUBSYSTEM, LAST_CHANGE, SERIAL_CODE, START_POINT, START_POINT_DET, END_POINT, END_POINT_DET, LENGTH, LABEL_DET, INSTALLATION_PERIOD, ITEM_ID) VALUES ('H', '3_HV', 'RE', CURRENT_TIMESTAMP, '51031', 'P5331', 'RE+3/3/31', (SELECT END_POINT FROM CMSINTEGRATION.CABLE WHERE END_POINT_DET='PPD(RE+1).N' GROUP BY END_POINT), 'PPD(RE+1).N', 40.4, 'RE+3/3/31/HV/PPD(RE+1).N', 'DP3R3', 'CABLERE51031');
INSERT INTO CMSINTEGRATION.CABLE (TYPE, TYPE_DET, SUBSYSTEM, LAST_CHANGE, SERIAL_CODE, START_POINT, START_POINT_DET, END_POINT, END_POINT_DET, LENGTH, LABEL_DET, INSTALLATION_PERIOD, ITEM_ID) VALUES ('H', '3_HV', 'RE', CURRENT_TIMESTAMP, '51032', 'P5332', 'RE+3/3/32', (SELECT END_POINT FROM CMSINTEGRATION.CABLE WHERE END_POINT_DET='PPD(RE+1).N' GROUP BY END_POINT), 'PPD(RE+1).N', 39.3, 'RE+3/3/32/HV/PPD(RE+1).N', 'DP3R3', 'CABLERE51032');
INSERT INTO CMSINTEGRATION.CABLE (TYPE, TYPE_DET, SUBSYSTEM, LAST_CHANGE, SERIAL_CODE, START_POINT, START_POINT_DET, END_POINT, END_POINT_DET, LENGTH, LABEL_DET, INSTALLATION_PERIOD, ITEM_ID) VALUES ('H', '3_HV', 'RE', CURRENT_TIMESTAMP, '51033', 'P5333', 'RE+3/3/33', (SELECT END_POINT FROM CMSINTEGRATION.CABLE WHERE END_POINT_DET='PPD(RE+1).N' GROUP BY END_POINT), 'PPD(RE+1).N', 37.4, 'RE+3/3/33/HV/PPD(RE+1).N', 'DP3R3', 'CABLERE51033');
INSERT INTO CMSINTEGRATION.CABLE (TYPE, TYPE_DET, SUBSYSTEM, LAST_CHANGE, SERIAL_CODE, START_POINT, START_POINT_DET, END_POINT, END_POINT_DET, LENGTH, LABEL_DET, INSTALLATION_PERIOD, ITEM_ID) VALUES ('H', '3_HV', 'RE', CURRENT_TIMESTAMP, '51034', 'P5334', 'RE+3/3/34', (SELECT END_POINT FROM CMSINTEGRATION.CABLE WHERE END_POINT_DET='PPD(RE+1).N' GROUP BY END_POINT), 'PPD(RE+1).N', 36.2, 'RE+3/3/34/HV/PPD(RE+1).N', 'DP3R3', 'CABLERE51034');
INSERT INTO CMSINTEGRATION.CABLE (TYPE, TYPE_DET, SUBSYSTEM, LAST_CHANGE, SERIAL_CODE, START_POINT, START_POINT_DET, END_POINT, END_POINT_DET, LENGTH, LABEL_DET, INSTALLATION_PERIOD, ITEM_ID) VALUES ('H', '3_HV', 'RE', CURRENT_TIMESTAMP, '51035', 'P5335', 'RE+3/3/35', (SELECT END_POINT FROM CMSINTEGRATION.CABLE WHERE END_POINT_DET='PPD(RE+1).N' GROUP BY END_POINT), 'PPD(RE+1).N', 35.1, 'RE+3/3/35/HV/PPD(RE+1).N', 'DP3R3', 'CABLERE51035');
INSERT INTO CMSINTEGRATION.CABLE (TYPE, TYPE_DET, SUBSYSTEM, LAST_CHANGE, SERIAL_CODE, START_POINT, START_POINT_DET, END_POINT, END_POINT_DET, LENGTH, LABEL_DET, INSTALLATION_PERIOD, ITEM_ID) VALUES ('H', '3_HV', 'RE', CURRENT_TIMESTAMP, '51036', 'P5336', 'RE+3/3/36', (SELECT END_POINT FROM CMSINTEGRATION.CABLE WHERE END_POINT_DET='PPD(RE+1).N' GROUP BY END_POINT), 'PPD(RE+1).N', 33.6, 'RE+3/3/36/HV/PPD(RE+1).N', 'DP3R3', 'CABLERE51036');
INSERT INTO CMSINTEGRATION.CABLE (TYPE, TYPE_DET, SUBSYSTEM, LAST_CHANGE, SERIAL_CODE, START_POINT, START_POINT_DET, END_POINT, END_POINT_DET, LENGTH, LABEL_DET, INSTALLATION_PERIOD, ITEM_ID) VALUES ('H', '3_HV', 'RE', CURRENT_TIMESTAMP, '51037', 'P5201', 'RE+3/2/01', (SELECT END_POINT FROM CMSINTEGRATION.CABLE WHERE END_POINT_DET='PPD(RE+1).N' GROUP BY END_POINT), 'PPD(RE+1).N', 34.2, 'RE+3/2/01/HV/PPD(RE+1).N', 'DP3R3', 'CABLERE51037');
INSERT INTO CMSINTEGRATION.CABLE (TYPE, TYPE_DET, SUBSYSTEM, LAST_CHANGE, SERIAL_CODE, START_POINT, START_POINT_DET, END_POINT, END_POINT_DET, LENGTH, LABEL_DET, INSTALLATION_PERIOD, ITEM_ID) VALUES ('H', '3_HV', 'RE', CURRENT_TIMESTAMP, '51038', 'P5202', 'RE+3/2/02', (SELECT END_POINT FROM CMSINTEGRATION.CABLE WHERE END_POINT_DET='PPD(RE+1).N' GROUP BY END_POINT), 'PPD(RE+1).N', 32.8, 'RE+3/2/02/HV/PPD(RE+1).N', 'DP3R3', 'CABLERE51038');
INSERT INTO CMSINTEGRATION.CABLE (TYPE, TYPE_DET, SUBSYSTEM, LAST_CHANGE, SERIAL_CODE, START_POINT, START_POINT_DET, END_POINT, END_POINT_DET, LENGTH, LABEL_DET, INSTALLATION_PERIOD, ITEM_ID) VALUES ('H', '3_HV', 'RE', CURRENT_TIMESTAMP, '51039', 'P5203', 'RE+3/2/03', (SELECT END_POINT FROM CMSINTEGRATION.CABLE WHERE END_POINT_DET='PPD(RE+1).N' GROUP BY END_POINT), 'PPD(RE+1).N', 33.7, 'RE+3/2/03/HV/PPD(RE+1).N', 'DP3R3', 'CABLERE51039');
INSERT INTO CMSINTEGRATION.CABLE (TYPE, TYPE_DET, SUBSYSTEM, LAST_CHANGE, SERIAL_CODE, START_POINT, START_POINT_DET, END_POINT, END_POINT_DET, LENGTH, LABEL_DET, INSTALLATION_PERIOD, ITEM_ID) VALUES ('H', '3_HV', 'RE', CURRENT_TIMESTAMP, '51040', 'P5204', 'RE+3/2/04', (SELECT END_POINT FROM CMSINTEGRATION.CABLE WHERE END_POINT_DET='PPD(RE+1).N' GROUP BY END_POINT), 'PPD(RE+1).N', 34.8, 'RE+3/2/04/HV/PPD(RE+1).N', 'DP3R3', 'CABLERE51040');
INSERT INTO CMSINTEGRATION.CABLE (TYPE, TYPE_DET, SUBSYSTEM, LAST_CHANGE, SERIAL_CODE, START_POINT, START_POINT_DET, END_POINT, END_POINT_DET, LENGTH, LABEL_DET, INSTALLATION_PERIOD, ITEM_ID) VALUES ('H', '3_HV', 'RE', CURRENT_TIMESTAMP, '51041', 'P5205', 'RE+3/2/05', (SELECT END_POINT FROM CMSINTEGRATION.CABLE WHERE END_POINT_DET='PPD(RE+1).N' GROUP BY END_POINT), 'PPD(RE+1).N', 36.3, 'RE+3/2/05/HV/PPD(RE+1).N', 'DP3R3', 'CABLERE51041');
INSERT INTO CMSINTEGRATION.CABLE (TYPE, TYPE_DET, SUBSYSTEM, LAST_CHANGE, SERIAL_CODE, START_POINT, START_POINT_DET, END_POINT, END_POINT_DET, LENGTH, LABEL_DET, INSTALLATION_PERIOD, ITEM_ID) VALUES ('H', '3_HV', 'RE', CURRENT_TIMESTAMP, '51042', 'P5206', 'RE+3/2/06', (SELECT END_POINT FROM CMSINTEGRATION.CABLE WHERE END_POINT_DET='PPD(RE+1).N' GROUP BY END_POINT), 'PPD(RE+1).N', 37.6, 'RE+3/2/06/HV/PPD(RE+1).N', 'DP3R3', 'CABLERE51042');
INSERT INTO CMSINTEGRATION.CABLE (TYPE, TYPE_DET, SUBSYSTEM, LAST_CHANGE, SERIAL_CODE, START_POINT, START_POINT_DET, END_POINT, END_POINT_DET, LENGTH, LABEL_DET, INSTALLATION_PERIOD, ITEM_ID) VALUES ('H', '3_HV', 'RE', CURRENT_TIMESTAMP, '51043', 'P5207', 'RE+3/2/07', (SELECT END_POINT FROM CMSINTEGRATION.CABLE WHERE END_POINT_DET='PPD(RE+1).N' GROUP BY END_POINT), 'PPD(RE+1).N', 38.8, 'RE+3/2/07/HV/PPD(RE+1).N', 'DP3R3', 'CABLERE51043');
INSERT INTO CMSINTEGRATION.CABLE (TYPE, TYPE_DET, SUBSYSTEM, LAST_CHANGE, SERIAL_CODE, START_POINT, START_POINT_DET, END_POINT, END_POINT_DET, LENGTH, LABEL_DET, INSTALLATION_PERIOD, ITEM_ID) VALUES ('H', '3_HV', 'RE', CURRENT_TIMESTAMP, '51044', 'P5208', 'RE+3/2/08', (SELECT END_POINT FROM CMSINTEGRATION.CABLE WHERE END_POINT_DET='PPD(RE+1).N' GROUP BY END_POINT), 'PPD(RE+1).N', 40.2, 'RE+3/2/08/HV/PPD(RE+1).N', 'DP3R3', 'CABLERE51044');
INSERT INTO CMSINTEGRATION.CABLE (TYPE, TYPE_DET, SUBSYSTEM, LAST_CHANGE, SERIAL_CODE, START_POINT, START_POINT_DET, END_POINT, END_POINT_DET, LENGTH, LABEL_DET, INSTALLATION_PERIOD, ITEM_ID) VALUES ('H', '3_HV', 'RE', CURRENT_TIMESTAMP, '51045', 'P5209', 'RE+3/2/09', (SELECT END_POINT FROM CMSINTEGRATION.CABLE WHERE END_POINT_DET='PPD(RE+1).N' GROUP BY END_POINT), 'PPD(RE+1).N', 41.6, 'RE+3/2/09/HV/PPD(RE+1).N', 'DP3R3', 'CABLERE51045');
INSERT INTO CMSINTEGRATION.CABLE (TYPE, TYPE_DET, SUBSYSTEM, LAST_CHANGE, SERIAL_CODE, START_POINT, START_POINT_DET, END_POINT, END_POINT_DET, LENGTH, LABEL_DET, INSTALLATION_PERIOD, ITEM_ID) VALUES ('H', '3_HV', 'RE', CURRENT_TIMESTAMP, '51046', 'P5210', 'RE+3/2/10', (SELECT END_POINT FROM CMSINTEGRATION.CABLE WHERE END_POINT_DET='PPD(RE+1).N' GROUP BY END_POINT), 'PPD(RE+1).N', 42.7, 'RE+3/2/10/HV/PPD(RE+1).N', 'DP3R3', 'CABLERE51046');
INSERT INTO CMSINTEGRATION.CABLE (TYPE, TYPE_DET, SUBSYSTEM, LAST_CHANGE, SERIAL_CODE, START_POINT, START_POINT_DET, END_POINT, END_POINT_DET, LENGTH, LABEL_DET, INSTALLATION_PERIOD, ITEM_ID) VALUES ('H', '3_HV', 'RE', CURRENT_TIMESTAMP, '51047', 'P5211', 'RE+3/2/11', (SELECT END_POINT FROM CMSINTEGRATION.CABLE WHERE END_POINT_DET='PPD(RE+1).F' GROUP BY END_POINT), 'PPD(RE+1).F', 42.7, 'RE+3/2/11/HV/PPD(RE+1).F', 'DP3R3', 'CABLERE51047');
INSERT INTO CMSINTEGRATION.CABLE (TYPE, TYPE_DET, SUBSYSTEM, LAST_CHANGE, SERIAL_CODE, START_POINT, START_POINT_DET, END_POINT, END_POINT_DET, LENGTH, LABEL_DET, INSTALLATION_PERIOD, ITEM_ID) VALUES ('H', '3_HV', 'RE', CURRENT_TIMESTAMP, '51048', 'P5212', 'RE+3/2/12', (SELECT END_POINT FROM CMSINTEGRATION.CABLE WHERE END_POINT_DET='PPD(RE+1).F' GROUP BY END_POINT), 'PPD(RE+1).F', 41.3, 'RE+3/2/12/HV/PPD(RE+1).F', 'DP3R3', 'CABLERE51048');
INSERT INTO CMSINTEGRATION.CABLE (TYPE, TYPE_DET, SUBSYSTEM, LAST_CHANGE, SERIAL_CODE, START_POINT, START_POINT_DET, END_POINT, END_POINT_DET, LENGTH, LABEL_DET, INSTALLATION_PERIOD, ITEM_ID) VALUES ('H', '3_HV', 'RE', CURRENT_TIMESTAMP, '51049', 'P5213', 'RE+3/2/13', (SELECT END_POINT FROM CMSINTEGRATION.CABLE WHERE END_POINT_DET='PPD(RE+1).F' GROUP BY END_POINT), 'PPD(RE+1).F', 39.9, 'RE+3/2/13/HV/PPD(RE+1).F', 'DP3R3', 'CABLERE51049');
INSERT INTO CMSINTEGRATION.CABLE (TYPE, TYPE_DET, SUBSYSTEM, LAST_CHANGE, SERIAL_CODE, START_POINT, START_POINT_DET, END_POINT, END_POINT_DET, LENGTH, LABEL_DET, INSTALLATION_PERIOD, ITEM_ID) VALUES ('H', '3_HV', 'RE', CURRENT_TIMESTAMP, '51050', 'P5214', 'RE+3/2/14', (SELECT END_POINT FROM CMSINTEGRATION.CABLE WHERE END_POINT_DET='PPD(RE+1).F' GROUP BY END_POINT), 'PPD(RE+1).F', 38.7, 'RE+3/2/14/HV/PPD(RE+1).F', 'DP3R3', 'CABLERE51050');
INSERT INTO CMSINTEGRATION.CABLE (TYPE, TYPE_DET, SUBSYSTEM, LAST_CHANGE, SERIAL_CODE, START_POINT, START_POINT_DET, END_POINT, END_POINT_DET, LENGTH, LABEL_DET, INSTALLATION_PERIOD, ITEM_ID) VALUES ('H', '3_HV', 'RE', CURRENT_TIMESTAMP, '51051', 'P5215', 'RE+3/2/15', (SELECT END_POINT FROM CMSINTEGRATION.CABLE WHERE END_POINT_DET='PPD(RE+1).F' GROUP BY END_POINT), 'PPD(RE+1).F', 37.4, 'RE+3/2/15/HV/PPD(RE+1).F', 'DP3R3', 'CABLERE51051');
INSERT INTO CMSINTEGRATION.CABLE (TYPE, TYPE_DET, SUBSYSTEM, LAST_CHANGE, SERIAL_CODE, START_POINT, START_POINT_DET, END_POINT, END_POINT_DET, LENGTH, LABEL_DET, INSTALLATION_PERIOD, ITEM_ID) VALUES ('H', '3_HV', 'RE', CURRENT_TIMESTAMP, '51052', 'P5216', 'RE+3/2/16', (SELECT END_POINT FROM CMSINTEGRATION.CABLE WHERE END_POINT_DET='PPD(RE+1).F' GROUP BY END_POINT), 'PPD(RE+1).F', 35.9, 'RE+3/2/16/HV/PPD(RE+1).F', 'DP3R3', 'CABLERE51052');
INSERT INTO CMSINTEGRATION.CABLE (TYPE, TYPE_DET, SUBSYSTEM, LAST_CHANGE, SERIAL_CODE, START_POINT, START_POINT_DET, END_POINT, END_POINT_DET, LENGTH, LABEL_DET, INSTALLATION_PERIOD, ITEM_ID) VALUES ('H', '3_HV', 'RE', CURRENT_TIMESTAMP, '51053', 'P5217', 'RE+3/2/17', (SELECT END_POINT FROM CMSINTEGRATION.CABLE WHERE END_POINT_DET='PPD(RE+1).F' GROUP BY END_POINT), 'PPD(RE+1).F', 34.8, 'RE+3/2/17/HV/PPD(RE+1).F', 'DP3R3', 'CABLERE51053');
INSERT INTO CMSINTEGRATION.CABLE (TYPE, TYPE_DET, SUBSYSTEM, LAST_CHANGE, SERIAL_CODE, START_POINT, START_POINT_DET, END_POINT, END_POINT_DET, LENGTH, LABEL_DET, INSTALLATION_PERIOD, ITEM_ID) VALUES ('H', '3_HV', 'RE', CURRENT_TIMESTAMP, '51054', 'P5218', 'RE+3/2/18', (SELECT END_POINT FROM CMSINTEGRATION.CABLE WHERE END_POINT_DET='PPD(RE+1).F' GROUP BY END_POINT), 'PPD(RE+1).F', 33.4, 'RE+3/2/18/HV/PPD(RE+1).F', 'DP3R3', 'CABLERE51054');
INSERT INTO CMSINTEGRATION.CABLE (TYPE, TYPE_DET, SUBSYSTEM, LAST_CHANGE, SERIAL_CODE, START_POINT, START_POINT_DET, END_POINT, END_POINT_DET, LENGTH, LABEL_DET, INSTALLATION_PERIOD, ITEM_ID) VALUES ('H', '3_HV', 'RE', CURRENT_TIMESTAMP, '51055', 'P5219', 'RE+3/2/19', (SELECT END_POINT FROM CMSINTEGRATION.CABLE WHERE END_POINT_DET='PPD(RE+1).F' GROUP BY END_POINT), 'PPD(RE+1).F', 33.1, 'RE+3/2/19/HV/PPD(RE+1).F', 'DP3R3', 'CABLERE51055');
INSERT INTO CMSINTEGRATION.CABLE (TYPE, TYPE_DET, SUBSYSTEM, LAST_CHANGE, SERIAL_CODE, START_POINT, START_POINT_DET, END_POINT, END_POINT_DET, LENGTH, LABEL_DET, INSTALLATION_PERIOD, ITEM_ID) VALUES ('H', '3_HV', 'RE', CURRENT_TIMESTAMP, '51056', 'P5220', 'RE+3/2/20', (SELECT END_POINT FROM CMSINTEGRATION.CABLE WHERE END_POINT_DET='PPD(RE+1).F' GROUP BY END_POINT), 'PPD(RE+1).F', 34.5, 'RE+3/2/20/HV/PPD(RE+1).F', 'DP3R3', 'CABLERE51056');
INSERT INTO CMSINTEGRATION.CABLE (TYPE, TYPE_DET, SUBSYSTEM, LAST_CHANGE, SERIAL_CODE, START_POINT, START_POINT_DET, END_POINT, END_POINT_DET, LENGTH, LABEL_DET, INSTALLATION_PERIOD, ITEM_ID) VALUES ('H', '3_HV', 'RE', CURRENT_TIMESTAMP, '51057', 'P5221', 'RE+3/2/21', (SELECT END_POINT FROM CMSINTEGRATION.CABLE WHERE END_POINT_DET='PPD(RE+1).F' GROUP BY END_POINT), 'PPD(RE+1).F', 35.9, 'RE+3/2/21/HV/PPD(RE+1).F', 'DP3R3', 'CABLERE51057');
INSERT INTO CMSINTEGRATION.CABLE (TYPE, TYPE_DET, SUBSYSTEM, LAST_CHANGE, SERIAL_CODE, START_POINT, START_POINT_DET, END_POINT, END_POINT_DET, LENGTH, LABEL_DET, INSTALLATION_PERIOD, ITEM_ID) VALUES ('H', '3_HV', 'RE', CURRENT_TIMESTAMP, '51058', 'P5222', 'RE+3/2/22', (SELECT END_POINT FROM CMSINTEGRATION.CABLE WHERE END_POINT_DET='PPD(RE+1).F' GROUP BY END_POINT), 'PPD(RE+1).F', 37.1, 'RE+3/2/22/HV/PPD(RE+1).F', 'DP3R3', 'CABLERE51058');
INSERT INTO CMSINTEGRATION.CABLE (TYPE, TYPE_DET, SUBSYSTEM, LAST_CHANGE, SERIAL_CODE, START_POINT, START_POINT_DET, END_POINT, END_POINT_DET, LENGTH, LABEL_DET, INSTALLATION_PERIOD, ITEM_ID) VALUES ('H', '3_HV', 'RE', CURRENT_TIMESTAMP, '51059', 'P5223', 'RE+3/2/23', (SELECT END_POINT FROM CMSINTEGRATION.CABLE WHERE END_POINT_DET='PPD(RE+1).F' GROUP BY END_POINT), 'PPD(RE+1).F', 38.3, 'RE+3/2/23/HV/PPD(RE+1).F', 'DP3R3', 'CABLERE51059');
INSERT INTO CMSINTEGRATION.CABLE (TYPE, TYPE_DET, SUBSYSTEM, LAST_CHANGE, SERIAL_CODE, START_POINT, START_POINT_DET, END_POINT, END_POINT_DET, LENGTH, LABEL_DET, INSTALLATION_PERIOD, ITEM_ID) VALUES ('H', '3_HV', 'RE', CURRENT_TIMESTAMP, '51060', 'P5224', 'RE+3/2/24', (SELECT END_POINT FROM CMSINTEGRATION.CABLE WHERE END_POINT_DET='PPD(RE+1).F' GROUP BY END_POINT), 'PPD(RE+1).F', 40.1, 'RE+3/2/24/HV/PPD(RE+1).F', 'DP3R3', 'CABLERE51060');
INSERT INTO CMSINTEGRATION.CABLE (TYPE, TYPE_DET, SUBSYSTEM, LAST_CHANGE, SERIAL_CODE, START_POINT, START_POINT_DET, END_POINT, END_POINT_DET, LENGTH, LABEL_DET, INSTALLATION_PERIOD, ITEM_ID) VALUES ('H', '3_HV', 'RE', CURRENT_TIMESTAMP, '51061', 'P5225', 'RE+3/2/25', (SELECT END_POINT FROM CMSINTEGRATION.CABLE WHERE END_POINT_DET='PPD(RE+1).F' GROUP BY END_POINT), 'PPD(RE+1).F', 41.3, 'RE+3/2/25/HV/PPD(RE+1).F', 'DP3R3', 'CABLERE51061');
INSERT INTO CMSINTEGRATION.CABLE (TYPE, TYPE_DET, SUBSYSTEM, LAST_CHANGE, SERIAL_CODE, START_POINT, START_POINT_DET, END_POINT, END_POINT_DET, LENGTH, LABEL_DET, INSTALLATION_PERIOD, ITEM_ID) VALUES ('H', '3_HV', 'RE', CURRENT_TIMESTAMP, '51062', 'P5226', 'RE+3/2/26', (SELECT END_POINT FROM CMSINTEGRATION.CABLE WHERE END_POINT_DET='PPD(RE+1).F' GROUP BY END_POINT), 'PPD(RE+1).F', 42.3, 'RE+3/2/26/HV/PPD(RE+1).F', 'DP3R3', 'CABLERE51062');
INSERT INTO CMSINTEGRATION.CABLE (TYPE, TYPE_DET, SUBSYSTEM, LAST_CHANGE, SERIAL_CODE, START_POINT, START_POINT_DET, END_POINT, END_POINT_DET, LENGTH, LABEL_DET, INSTALLATION_PERIOD, ITEM_ID) VALUES ('H', '3_HV', 'RE', CURRENT_TIMESTAMP, '51063', 'P5227', 'RE+3/2/27', (SELECT END_POINT FROM CMSINTEGRATION.CABLE WHERE END_POINT_DET='PPD(RE+1).F' GROUP BY END_POINT), 'PPD(RE+1).F', 43.6, 'RE+3/2/27/HV/PPD(RE+1).F', 'DP3R3', 'CABLERE51063');
INSERT INTO CMSINTEGRATION.CABLE (TYPE, TYPE_DET, SUBSYSTEM, LAST_CHANGE, SERIAL_CODE, START_POINT, START_POINT_DET, END_POINT, END_POINT_DET, LENGTH, LABEL_DET, INSTALLATION_PERIOD, ITEM_ID) VALUES ('H', '3_HV', 'RE', CURRENT_TIMESTAMP, '51064', 'P5228', 'RE+3/2/28', (SELECT END_POINT FROM CMSINTEGRATION.CABLE WHERE END_POINT_DET='PPD(RE+1).F' GROUP BY END_POINT), 'PPD(RE+1).F', 44.7, 'RE+3/2/28/HV/PPD(RE+1).F', 'DP3R3', 'CABLERE51064');
INSERT INTO CMSINTEGRATION.CABLE (TYPE, TYPE_DET, SUBSYSTEM, LAST_CHANGE, SERIAL_CODE, START_POINT, START_POINT_DET, END_POINT, END_POINT_DET, LENGTH, LABEL_DET, INSTALLATION_PERIOD, ITEM_ID) VALUES ('H', '3_HV', 'RE', CURRENT_TIMESTAMP, '51065', 'P5229', 'RE+3/2/29', (SELECT END_POINT FROM CMSINTEGRATION.CABLE WHERE END_POINT_DET='PPD(RE+1).N' GROUP BY END_POINT), 'PPD(RE+1).N', 44.7, 'RE+3/2/29/HV/PPD(RE+1).N', 'DP3R3', 'CABLERE51065');
INSERT INTO CMSINTEGRATION.CABLE (TYPE, TYPE_DET, SUBSYSTEM, LAST_CHANGE, SERIAL_CODE, START_POINT, START_POINT_DET, END_POINT, END_POINT_DET, LENGTH, LABEL_DET, INSTALLATION_PERIOD, ITEM_ID) VALUES ('H', '3_HV', 'RE', CURRENT_TIMESTAMP, '51066', 'P5230', 'RE+3/2/30', (SELECT END_POINT FROM CMSINTEGRATION.CABLE WHERE END_POINT_DET='PPD(RE+1).N' GROUP BY END_POINT), 'PPD(RE+1).N', 43.4, 'RE+3/2/30/HV/PPD(RE+1).N', 'DP3R3', 'CABLERE51066');
INSERT INTO CMSINTEGRATION.CABLE (TYPE, TYPE_DET, SUBSYSTEM, LAST_CHANGE, SERIAL_CODE, START_POINT, START_POINT_DET, END_POINT, END_POINT_DET, LENGTH, LABEL_DET, INSTALLATION_PERIOD, ITEM_ID) VALUES ('H', '3_HV', 'RE', CURRENT_TIMESTAMP, '51067', 'P5231', 'RE+3/2/31', (SELECT END_POINT FROM CMSINTEGRATION.CABLE WHERE END_POINT_DET='PPD(RE+1).N' GROUP BY END_POINT), 'PPD(RE+1).N', 42.4, 'RE+3/2/31/HV/PPD(RE+1).N', 'DP3R3', 'CABLERE51067');
INSERT INTO CMSINTEGRATION.CABLE (TYPE, TYPE_DET, SUBSYSTEM, LAST_CHANGE, SERIAL_CODE, START_POINT, START_POINT_DET, END_POINT, END_POINT_DET, LENGTH, LABEL_DET, INSTALLATION_PERIOD, ITEM_ID) VALUES ('H', '3_HV', 'RE', CURRENT_TIMESTAMP, '51068', 'P5232', 'RE+3/2/32', (SELECT END_POINT FROM CMSINTEGRATION.CABLE WHERE END_POINT_DET='PPD(RE+1).N' GROUP BY END_POINT), 'PPD(RE+1).N', 41.2, 'RE+3/2/32/HV/PPD(RE+1).N', 'DP3R3', 'CABLERE51068');
INSERT INTO CMSINTEGRATION.CABLE (TYPE, TYPE_DET, SUBSYSTEM, LAST_CHANGE, SERIAL_CODE, START_POINT, START_POINT_DET, END_POINT, END_POINT_DET, LENGTH, LABEL_DET, INSTALLATION_PERIOD, ITEM_ID) VALUES ('H', '3_HV', 'RE', CURRENT_TIMESTAMP, '51069', 'P5233', 'RE+3/2/33', (SELECT END_POINT FROM CMSINTEGRATION.CABLE WHERE END_POINT_DET='PPD(RE+1).N' GROUP BY END_POINT), 'PPD(RE+1).N', 39.4, 'RE+3/2/33/HV/PPD(RE+1).N', 'DP3R3', 'CABLERE51069');
INSERT INTO CMSINTEGRATION.CABLE (TYPE, TYPE_DET, SUBSYSTEM, LAST_CHANGE, SERIAL_CODE, START_POINT, START_POINT_DET, END_POINT, END_POINT_DET, LENGTH, LABEL_DET, INSTALLATION_PERIOD, ITEM_ID) VALUES ('H', '3_HV', 'RE', CURRENT_TIMESTAMP, '51070', 'P5234', 'RE+3/2/34', (SELECT END_POINT FROM CMSINTEGRATION.CABLE WHERE END_POINT_DET='PPD(RE+1).N' GROUP BY END_POINT), 'PPD(RE+1).N', 38.2, 'RE+3/2/34/HV/PPD(RE+1).N', 'DP3R3', 'CABLERE51070');
INSERT INTO CMSINTEGRATION.CABLE (TYPE, TYPE_DET, SUBSYSTEM, LAST_CHANGE, SERIAL_CODE, START_POINT, START_POINT_DET, END_POINT, END_POINT_DET, LENGTH, LABEL_DET, INSTALLATION_PERIOD, ITEM_ID) VALUES ('H', '3_HV', 'RE', CURRENT_TIMESTAMP, '51071', 'P5235', 'RE+3/2/35', (SELECT END_POINT FROM CMSINTEGRATION.CABLE WHERE END_POINT_DET='PPD(RE+1).N' GROUP BY END_POINT), 'PPD(RE+1).N', 37, 'RE+3/2/35/HV/PPD(RE+1).N', 'DP3R3', 'CABLERE51071');
INSERT INTO CMSINTEGRATION.CABLE (TYPE, TYPE_DET, SUBSYSTEM, LAST_CHANGE, SERIAL_CODE, START_POINT, START_POINT_DET, END_POINT, END_POINT_DET, LENGTH, LABEL_DET, INSTALLATION_PERIOD, ITEM_ID) VALUES ('H', '3_HV', 'RE', CURRENT_TIMESTAMP, '51072', 'P5236', 'RE+3/2/36', (SELECT END_POINT FROM CMSINTEGRATION.CABLE WHERE END_POINT_DET='PPD(RE+1).N' GROUP BY END_POINT), 'PPD(RE+1).N', 35.6, 'RE+3/2/36/HV/PPD(RE+1).N', 'DP3R3', 'CABLERE51072');
INSERT INTO CMSINTEGRATION.CABLE (TYPE, TYPE_DET, SUBSYSTEM, LAST_CHANGE, SERIAL_CODE, START_POINT, START_POINT_DET, END_POINT, END_POINT_DET, LENGTH, LABEL_DET, INSTALLATION_PERIOD, ITEM_ID) VALUES ('H', '3_HV', 'RE', CURRENT_TIMESTAMP, '51073', 'M5301', 'RE-3/3/01', (SELECT END_POINT FROM CMSINTEGRATION.CABLE WHERE END_POINT_DET='PPD(RE-1).N' GROUP BY END_POINT), 'PPD(RE-1).N', 32.2, 'RE-3/3/01/HV/PPD(RE-1).N', 'DM3R3', 'CABLERE51073');
INSERT INTO CMSINTEGRATION.CABLE (TYPE, TYPE_DET, SUBSYSTEM, LAST_CHANGE, SERIAL_CODE, START_POINT, START_POINT_DET, END_POINT, END_POINT_DET, LENGTH, LABEL_DET, INSTALLATION_PERIOD, ITEM_ID) VALUES ('H', '3_HV', 'RE', CURRENT_TIMESTAMP, '51074', 'M5302', 'RE-3/3/02', (SELECT END_POINT FROM CMSINTEGRATION.CABLE WHERE END_POINT_DET='PPD(RE-1).N' GROUP BY END_POINT), 'PPD(RE-1).N', 30.9, 'RE-3/3/02/HV/PPD(RE-1).N', 'DM3R3', 'CABLERE51074');
INSERT INTO CMSINTEGRATION.CABLE (TYPE, TYPE_DET, SUBSYSTEM, LAST_CHANGE, SERIAL_CODE, START_POINT, START_POINT_DET, END_POINT, END_POINT_DET, LENGTH, LABEL_DET, INSTALLATION_PERIOD, ITEM_ID) VALUES ('H', '3_HV', 'RE', CURRENT_TIMESTAMP, '51075', 'M5303', 'RE-3/3/03', (SELECT END_POINT FROM CMSINTEGRATION.CABLE WHERE END_POINT_DET='PPD(RE-1).N' GROUP BY END_POINT), 'PPD(RE-1).N', 31.7, 'RE-3/3/03/HV/PPD(RE-1).N', 'DM3R3', 'CABLERE51075');
INSERT INTO CMSINTEGRATION.CABLE (TYPE, TYPE_DET, SUBSYSTEM, LAST_CHANGE, SERIAL_CODE, START_POINT, START_POINT_DET, END_POINT, END_POINT_DET, LENGTH, LABEL_DET, INSTALLATION_PERIOD, ITEM_ID) VALUES ('H', '3_HV', 'RE', CURRENT_TIMESTAMP, '51076', 'M5304', 'RE-3/3/04', (SELECT END_POINT FROM CMSINTEGRATION.CABLE WHERE END_POINT_DET='PPD(RE-1).N' GROUP BY END_POINT), 'PPD(RE-1).N', 32.9, 'RE-3/3/04/HV/PPD(RE-1).N', 'DM3R3', 'CABLERE51076');
INSERT INTO CMSINTEGRATION.CABLE (TYPE, TYPE_DET, SUBSYSTEM, LAST_CHANGE, SERIAL_CODE, START_POINT, START_POINT_DET, END_POINT, END_POINT_DET, LENGTH, LABEL_DET, INSTALLATION_PERIOD, ITEM_ID) VALUES ('H', '3_HV', 'RE', CURRENT_TIMESTAMP, '51077', 'M5305', 'RE-3/3/05', (SELECT END_POINT FROM CMSINTEGRATION.CABLE WHERE END_POINT_DET='PPD(RE-1).N' GROUP BY END_POINT), 'PPD(RE-1).N', 34.3, 'RE-3/3/05/HV/PPD(RE-1).N', 'DM3R3', 'CABLERE51077');
INSERT INTO CMSINTEGRATION.CABLE (TYPE, TYPE_DET, SUBSYSTEM, LAST_CHANGE, SERIAL_CODE, START_POINT, START_POINT_DET, END_POINT, END_POINT_DET, LENGTH, LABEL_DET, INSTALLATION_PERIOD, ITEM_ID) VALUES ('H', '3_HV', 'RE', CURRENT_TIMESTAMP, '51078', 'M5306', 'RE-3/3/06', (SELECT END_POINT FROM CMSINTEGRATION.CABLE WHERE END_POINT_DET='PPD(RE-1).N' GROUP BY END_POINT), 'PPD(RE-1).N', 35.6, 'RE-3/3/06/HV/PPD(RE-1).N', 'DM3R3', 'CABLERE51078');
INSERT INTO CMSINTEGRATION.CABLE (TYPE, TYPE_DET, SUBSYSTEM, LAST_CHANGE, SERIAL_CODE, START_POINT, START_POINT_DET, END_POINT, END_POINT_DET, LENGTH, LABEL_DET, INSTALLATION_PERIOD, ITEM_ID) VALUES ('H', '3_HV', 'RE', CURRENT_TIMESTAMP, '51079', 'M5307', 'RE-3/3/07', (SELECT END_POINT FROM CMSINTEGRATION.CABLE WHERE END_POINT_DET='PPD(RE-1).N' GROUP BY END_POINT), 'PPD(RE-1).N', 36.8, 'RE-3/3/07/HV/PPD(RE-1).N', 'DM3R3', 'CABLERE51079');
INSERT INTO CMSINTEGRATION.CABLE (TYPE, TYPE_DET, SUBSYSTEM, LAST_CHANGE, SERIAL_CODE, START_POINT, START_POINT_DET, END_POINT, END_POINT_DET, LENGTH, LABEL_DET, INSTALLATION_PERIOD, ITEM_ID) VALUES ('H', '3_HV', 'RE', CURRENT_TIMESTAMP, '51080', 'M5308', 'RE-3/3/08', (SELECT END_POINT FROM CMSINTEGRATION.CABLE WHERE END_POINT_DET='PPD(RE-1).N' GROUP BY END_POINT), 'PPD(RE-1).N', 38.2, 'RE-3/3/08/HV/PPD(RE-1).N', 'DM3R3', 'CABLERE51080');
INSERT INTO CMSINTEGRATION.CABLE (TYPE, TYPE_DET, SUBSYSTEM, LAST_CHANGE, SERIAL_CODE, START_POINT, START_POINT_DET, END_POINT, END_POINT_DET, LENGTH, LABEL_DET, INSTALLATION_PERIOD, ITEM_ID) VALUES ('H', '3_HV', 'RE', CURRENT_TIMESTAMP, '51081', 'M5309', 'RE-3/3/09', (SELECT END_POINT FROM CMSINTEGRATION.CABLE WHERE END_POINT_DET='PPD(RE-1).N' GROUP BY END_POINT), 'PPD(RE-1).N', 39.6, 'RE-3/3/09/HV/PPD(RE-1).N', 'DM3R3', 'CABLERE51081');
INSERT INTO CMSINTEGRATION.CABLE (TYPE, TYPE_DET, SUBSYSTEM, LAST_CHANGE, SERIAL_CODE, START_POINT, START_POINT_DET, END_POINT, END_POINT_DET, LENGTH, LABEL_DET, INSTALLATION_PERIOD, ITEM_ID) VALUES ('H', '3_HV', 'RE', CURRENT_TIMESTAMP, '51082', 'M5310', 'RE-3/3/10', (SELECT END_POINT FROM CMSINTEGRATION.CABLE WHERE END_POINT_DET='PPD(RE-1).N' GROUP BY END_POINT), 'PPD(RE-1).N', 40.7, 'RE-3/3/10/HV/PPD(RE-1).N', 'DM3R3', 'CABLERE51082');
INSERT INTO CMSINTEGRATION.CABLE (TYPE, TYPE_DET, SUBSYSTEM, LAST_CHANGE, SERIAL_CODE, START_POINT, START_POINT_DET, END_POINT, END_POINT_DET, LENGTH, LABEL_DET, INSTALLATION_PERIOD, ITEM_ID) VALUES ('H', '3_HV', 'RE', CURRENT_TIMESTAMP, '51083', 'M5311', 'RE-3/3/11', (SELECT END_POINT FROM CMSINTEGRATION.CABLE WHERE END_POINT_DET='PPD(RE-1).F' GROUP BY END_POINT), 'PPD(RE-1).F', 40.7, 'RE-3/3/11/HV/PPD(RE-1).F', 'DM3R3', 'CABLERE51083');
INSERT INTO CMSINTEGRATION.CABLE (TYPE, TYPE_DET, SUBSYSTEM, LAST_CHANGE, SERIAL_CODE, START_POINT, START_POINT_DET, END_POINT, END_POINT_DET, LENGTH, LABEL_DET, INSTALLATION_PERIOD, ITEM_ID) VALUES ('H', '3_HV', 'RE', CURRENT_TIMESTAMP, '51084', 'M5312', 'RE-3/3/12', (SELECT END_POINT FROM CMSINTEGRATION.CABLE WHERE END_POINT_DET='PPD(RE-1).F' GROUP BY END_POINT), 'PPD(RE-1).F', 39.3, 'RE-3/3/12/HV/PPD(RE-1).F', 'DM3R3', 'CABLERE51084');
INSERT INTO CMSINTEGRATION.CABLE (TYPE, TYPE_DET, SUBSYSTEM, LAST_CHANGE, SERIAL_CODE, START_POINT, START_POINT_DET, END_POINT, END_POINT_DET, LENGTH, LABEL_DET, INSTALLATION_PERIOD, ITEM_ID) VALUES ('H', '3_HV', 'RE', CURRENT_TIMESTAMP, '51085', 'M5313', 'RE-3/3/13', (SELECT END_POINT FROM CMSINTEGRATION.CABLE WHERE END_POINT_DET='PPD(RE-1).F' GROUP BY END_POINT), 'PPD(RE-1).F', 37.9, 'RE-3/3/13/HV/PPD(RE-1).F', 'DM3R3', 'CABLERE51085');
INSERT INTO CMSINTEGRATION.CABLE (TYPE, TYPE_DET, SUBSYSTEM, LAST_CHANGE, SERIAL_CODE, START_POINT, START_POINT_DET, END_POINT, END_POINT_DET, LENGTH, LABEL_DET, INSTALLATION_PERIOD, ITEM_ID) VALUES ('H', '3_HV', 'RE', CURRENT_TIMESTAMP, '51086', 'M5314', 'RE-3/3/14', (SELECT END_POINT FROM CMSINTEGRATION.CABLE WHERE END_POINT_DET='PPD(RE-1).F' GROUP BY END_POINT), 'PPD(RE-1).F', 36.7, 'RE-3/3/14/HV/PPD(RE-1).F', 'DM3R3', 'CABLERE51086');
INSERT INTO CMSINTEGRATION.CABLE (TYPE, TYPE_DET, SUBSYSTEM, LAST_CHANGE, SERIAL_CODE, START_POINT, START_POINT_DET, END_POINT, END_POINT_DET, LENGTH, LABEL_DET, INSTALLATION_PERIOD, ITEM_ID) VALUES ('H', '3_HV', 'RE', CURRENT_TIMESTAMP, '51087', 'M5315', 'RE-3/3/15', (SELECT END_POINT FROM CMSINTEGRATION.CABLE WHERE END_POINT_DET='PPD(RE-1).F' GROUP BY END_POINT), 'PPD(RE-1).F', 35.4, 'RE-3/3/15/HV/PPD(RE-1).F', 'DM3R3', 'CABLERE51087');
INSERT INTO CMSINTEGRATION.CABLE (TYPE, TYPE_DET, SUBSYSTEM, LAST_CHANGE, SERIAL_CODE, START_POINT, START_POINT_DET, END_POINT, END_POINT_DET, LENGTH, LABEL_DET, INSTALLATION_PERIOD, ITEM_ID) VALUES ('H', '3_HV', 'RE', CURRENT_TIMESTAMP, '51088', 'M5316', 'RE-3/3/16', (SELECT END_POINT FROM CMSINTEGRATION.CABLE WHERE END_POINT_DET='PPD(RE-1).F' GROUP BY END_POINT), 'PPD(RE-1).F', 34, 'RE-3/3/16/HV/PPD(RE-1).F', 'DM3R3', 'CABLERE51088');
INSERT INTO CMSINTEGRATION.CABLE (TYPE, TYPE_DET, SUBSYSTEM, LAST_CHANGE, SERIAL_CODE, START_POINT, START_POINT_DET, END_POINT, END_POINT_DET, LENGTH, LABEL_DET, INSTALLATION_PERIOD, ITEM_ID) VALUES ('H', '3_HV', 'RE', CURRENT_TIMESTAMP, '51089', 'M5317', 'RE-3/3/17', (SELECT END_POINT FROM CMSINTEGRATION.CABLE WHERE END_POINT_DET='PPD(RE-1).F' GROUP BY END_POINT), 'PPD(RE-1).F', 32.8, 'RE-3/3/17/HV/PPD(RE-1).F', 'DM3R3', 'CABLERE51089');
INSERT INTO CMSINTEGRATION.CABLE (TYPE, TYPE_DET, SUBSYSTEM, LAST_CHANGE, SERIAL_CODE, START_POINT, START_POINT_DET, END_POINT, END_POINT_DET, LENGTH, LABEL_DET, INSTALLATION_PERIOD, ITEM_ID) VALUES ('H', '3_HV', 'RE', CURRENT_TIMESTAMP, '51090', 'M5318', 'RE-3/3/18', (SELECT END_POINT FROM CMSINTEGRATION.CABLE WHERE END_POINT_DET='PPD(RE-1).F' GROUP BY END_POINT), 'PPD(RE-1).F', 31.4, 'RE-3/3/18/HV/PPD(RE-1).F', 'DM3R3', 'CABLERE51090');
INSERT INTO CMSINTEGRATION.CABLE (TYPE, TYPE_DET, SUBSYSTEM, LAST_CHANGE, SERIAL_CODE, START_POINT, START_POINT_DET, END_POINT, END_POINT_DET, LENGTH, LABEL_DET, INSTALLATION_PERIOD, ITEM_ID) VALUES ('H', '3_HV', 'RE', CURRENT_TIMESTAMP, '51091', 'M5319', 'RE-3/3/19', (SELECT END_POINT FROM CMSINTEGRATION.CABLE WHERE END_POINT_DET='PPD(RE-1).F' GROUP BY END_POINT), 'PPD(RE-1).F', 31.1, 'RE-3/3/19/HV/PPD(RE-1).F', 'DM3R3', 'CABLERE51091');
INSERT INTO CMSINTEGRATION.CABLE (TYPE, TYPE_DET, SUBSYSTEM, LAST_CHANGE, SERIAL_CODE, START_POINT, START_POINT_DET, END_POINT, END_POINT_DET, LENGTH, LABEL_DET, INSTALLATION_PERIOD, ITEM_ID) VALUES ('H', '3_HV', 'RE', CURRENT_TIMESTAMP, '51092', 'M5320', 'RE-3/3/20', (SELECT END_POINT FROM CMSINTEGRATION.CABLE WHERE END_POINT_DET='PPD(RE-1).F' GROUP BY END_POINT), 'PPD(RE-1).F', 32.5, 'RE-3/3/20/HV/PPD(RE-1).F', 'DM3R3', 'CABLERE51092');
INSERT INTO CMSINTEGRATION.CABLE (TYPE, TYPE_DET, SUBSYSTEM, LAST_CHANGE, SERIAL_CODE, START_POINT, START_POINT_DET, END_POINT, END_POINT_DET, LENGTH, LABEL_DET, INSTALLATION_PERIOD, ITEM_ID) VALUES ('H', '3_HV', 'RE', CURRENT_TIMESTAMP, '51093', 'M5321', 'RE-3/3/21', (SELECT END_POINT FROM CMSINTEGRATION.CABLE WHERE END_POINT_DET='PPD(RE-1).F' GROUP BY END_POINT), 'PPD(RE-1).F', 34, 'RE-3/3/21/HV/PPD(RE-1).F', 'DM3R3', 'CABLERE51093');
INSERT INTO CMSINTEGRATION.CABLE (TYPE, TYPE_DET, SUBSYSTEM, LAST_CHANGE, SERIAL_CODE, START_POINT, START_POINT_DET, END_POINT, END_POINT_DET, LENGTH, LABEL_DET, INSTALLATION_PERIOD, ITEM_ID) VALUES ('H', '3_HV', 'RE', CURRENT_TIMESTAMP, '51094', 'M5322', 'RE-3/3/22', (SELECT END_POINT FROM CMSINTEGRATION.CABLE WHERE END_POINT_DET='PPD(RE-1).F' GROUP BY END_POINT), 'PPD(RE-1).F', 35.1, 'RE-3/3/22/HV/PPD(RE-1).F', 'DM3R3', 'CABLERE51094');
INSERT INTO CMSINTEGRATION.CABLE (TYPE, TYPE_DET, SUBSYSTEM, LAST_CHANGE, SERIAL_CODE, START_POINT, START_POINT_DET, END_POINT, END_POINT_DET, LENGTH, LABEL_DET, INSTALLATION_PERIOD, ITEM_ID) VALUES ('H', '3_HV', 'RE', CURRENT_TIMESTAMP, '51095', 'M5323', 'RE-3/3/23', (SELECT END_POINT FROM CMSINTEGRATION.CABLE WHERE END_POINT_DET='PPD(RE-1).F' GROUP BY END_POINT), 'PPD(RE-1).F', 36.3, 'RE-3/3/23/HV/PPD(RE-1).F', 'DM3R3', 'CABLERE51095');
INSERT INTO CMSINTEGRATION.CABLE (TYPE, TYPE_DET, SUBSYSTEM, LAST_CHANGE, SERIAL_CODE, START_POINT, START_POINT_DET, END_POINT, END_POINT_DET, LENGTH, LABEL_DET, INSTALLATION_PERIOD, ITEM_ID) VALUES ('H', '3_HV', 'RE', CURRENT_TIMESTAMP, '51096', 'M5324', 'RE-3/3/24', (SELECT END_POINT FROM CMSINTEGRATION.CABLE WHERE END_POINT_DET='PPD(RE-1).F' GROUP BY END_POINT), 'PPD(RE-1).F', 38.2, 'RE-3/3/24/HV/PPD(RE-1).F', 'DM3R3', 'CABLERE51096');
INSERT INTO CMSINTEGRATION.CABLE (TYPE, TYPE_DET, SUBSYSTEM, LAST_CHANGE, SERIAL_CODE, START_POINT, START_POINT_DET, END_POINT, END_POINT_DET, LENGTH, LABEL_DET, INSTALLATION_PERIOD, ITEM_ID) VALUES ('H', '3_HV', 'RE', CURRENT_TIMESTAMP, '51097', 'M5325', 'RE-3/3/25', (SELECT END_POINT FROM CMSINTEGRATION.CABLE WHERE END_POINT_DET='PPD(RE-1).F' GROUP BY END_POINT), 'PPD(RE-1).F', 39.3, 'RE-3/3/25/HV/PPD(RE-1).F', 'DM3R3', 'CABLERE51097');
INSERT INTO CMSINTEGRATION.CABLE (TYPE, TYPE_DET, SUBSYSTEM, LAST_CHANGE, SERIAL_CODE, START_POINT, START_POINT_DET, END_POINT, END_POINT_DET, LENGTH, LABEL_DET, INSTALLATION_PERIOD, ITEM_ID) VALUES ('H', '3_HV', 'RE', CURRENT_TIMESTAMP, '51098', 'M5326', 'RE-3/3/26', (SELECT END_POINT FROM CMSINTEGRATION.CABLE WHERE END_POINT_DET='PPD(RE-1).F' GROUP BY END_POINT), 'PPD(RE-1).F', 40.3, 'RE-3/3/26/HV/PPD(RE-1).F', 'DM3R3', 'CABLERE51098');
INSERT INTO CMSINTEGRATION.CABLE (TYPE, TYPE_DET, SUBSYSTEM, LAST_CHANGE, SERIAL_CODE, START_POINT, START_POINT_DET, END_POINT, END_POINT_DET, LENGTH, LABEL_DET, INSTALLATION_PERIOD, ITEM_ID) VALUES ('H', '3_HV', 'RE', CURRENT_TIMESTAMP, '51099', 'M5327', 'RE-3/3/27', (SELECT END_POINT FROM CMSINTEGRATION.CABLE WHERE END_POINT_DET='PPD(RE-1).F' GROUP BY END_POINT), 'PPD(RE-1).F', 41.6, 'RE-3/3/27/HV/PPD(RE-1).F', 'DM3R3', 'CABLERE51099');
INSERT INTO CMSINTEGRATION.CABLE (TYPE, TYPE_DET, SUBSYSTEM, LAST_CHANGE, SERIAL_CODE, START_POINT, START_POINT_DET, END_POINT, END_POINT_DET, LENGTH, LABEL_DET, INSTALLATION_PERIOD, ITEM_ID) VALUES ('H', '3_HV', 'RE', CURRENT_TIMESTAMP, '51100', 'M5328', 'RE-3/3/28', (SELECT END_POINT FROM CMSINTEGRATION.CABLE WHERE END_POINT_DET='PPD(RE-1).F' GROUP BY END_POINT), 'PPD(RE-1).F', 42.7, 'RE-3/3/28/HV/PPD(RE-1).F', 'DM3R3', 'CABLERE51100');
INSERT INTO CMSINTEGRATION.CABLE (TYPE, TYPE_DET, SUBSYSTEM, LAST_CHANGE, SERIAL_CODE, START_POINT, START_POINT_DET, END_POINT, END_POINT_DET, LENGTH, LABEL_DET, INSTALLATION_PERIOD, ITEM_ID) VALUES ('H', '3_HV', 'RE', CURRENT_TIMESTAMP, '51101', 'M5329', 'RE-3/3/29', (SELECT END_POINT FROM CMSINTEGRATION.CABLE WHERE END_POINT_DET='PPD(RE-1).N' GROUP BY END_POINT), 'PPD(RE-1).N', 42.7, 'RE-3/3/29/HV/PPD(RE-1).N', 'DM3R3', 'CABLERE51101');
INSERT INTO CMSINTEGRATION.CABLE (TYPE, TYPE_DET, SUBSYSTEM, LAST_CHANGE, SERIAL_CODE, START_POINT, START_POINT_DET, END_POINT, END_POINT_DET, LENGTH, LABEL_DET, INSTALLATION_PERIOD, ITEM_ID) VALUES ('H', '3_HV', 'RE', CURRENT_TIMESTAMP, '51102', 'M5330', 'RE-3/3/30', (SELECT END_POINT FROM CMSINTEGRATION.CABLE WHERE END_POINT_DET='PPD(RE-1).N' GROUP BY END_POINT), 'PPD(RE-1).N', 41.4, 'RE-3/3/30/HV/PPD(RE-1).N', 'DM3R3', 'CABLERE51102');
INSERT INTO CMSINTEGRATION.CABLE (TYPE, TYPE_DET, SUBSYSTEM, LAST_CHANGE, SERIAL_CODE, START_POINT, START_POINT_DET, END_POINT, END_POINT_DET, LENGTH, LABEL_DET, INSTALLATION_PERIOD, ITEM_ID) VALUES ('H', '3_HV', 'RE', CURRENT_TIMESTAMP, '51103', 'M5331', 'RE-3/3/31', (SELECT END_POINT FROM CMSINTEGRATION.CABLE WHERE END_POINT_DET='PPD(RE-1).N' GROUP BY END_POINT), 'PPD(RE-1).N', 40.4, 'RE-3/3/31/HV/PPD(RE-1).N', 'DM3R3', 'CABLERE51103');
INSERT INTO CMSINTEGRATION.CABLE (TYPE, TYPE_DET, SUBSYSTEM, LAST_CHANGE, SERIAL_CODE, START_POINT, START_POINT_DET, END_POINT, END_POINT_DET, LENGTH, LABEL_DET, INSTALLATION_PERIOD, ITEM_ID) VALUES ('H', '3_HV', 'RE', CURRENT_TIMESTAMP, '51104', 'M5332', 'RE-3/3/32', (SELECT END_POINT FROM CMSINTEGRATION.CABLE WHERE END_POINT_DET='PPD(RE-1).N' GROUP BY END_POINT), 'PPD(RE-1).N', 39.3, 'RE-3/3/32/HV/PPD(RE-1).N', 'DM3R3', 'CABLERE51104');
INSERT INTO CMSINTEGRATION.CABLE (TYPE, TYPE_DET, SUBSYSTEM, LAST_CHANGE, SERIAL_CODE, START_POINT, START_POINT_DET, END_POINT, END_POINT_DET, LENGTH, LABEL_DET, INSTALLATION_PERIOD, ITEM_ID) VALUES ('H', '3_HV', 'RE', CURRENT_TIMESTAMP, '51105', 'M5333', 'RE-3/3/33', (SELECT END_POINT FROM CMSINTEGRATION.CABLE WHERE END_POINT_DET='PPD(RE-1).N' GROUP BY END_POINT), 'PPD(RE-1).N', 37.4, 'RE-3/3/33/HV/PPD(RE-1).N', 'DM3R3', 'CABLERE51105');
INSERT INTO CMSINTEGRATION.CABLE (TYPE, TYPE_DET, SUBSYSTEM, LAST_CHANGE, SERIAL_CODE, START_POINT, START_POINT_DET, END_POINT, END_POINT_DET, LENGTH, LABEL_DET, INSTALLATION_PERIOD, ITEM_ID) VALUES ('H', '3_HV', 'RE', CURRENT_TIMESTAMP, '51106', 'M5334', 'RE-3/3/34', (SELECT END_POINT FROM CMSINTEGRATION.CABLE WHERE END_POINT_DET='PPD(RE-1).N' GROUP BY END_POINT), 'PPD(RE-1).N', 36.2, 'RE-3/3/34/HV/PPD(RE-1).N', 'DM3R3', 'CABLERE51106');
INSERT INTO CMSINTEGRATION.CABLE (TYPE, TYPE_DET, SUBSYSTEM, LAST_CHANGE, SERIAL_CODE, START_POINT, START_POINT_DET, END_POINT, END_POINT_DET, LENGTH, LABEL_DET, INSTALLATION_PERIOD, ITEM_ID) VALUES ('H', '3_HV', 'RE', CURRENT_TIMESTAMP, '51107', 'M5335', 'RE-3/3/35', (SELECT END_POINT FROM CMSINTEGRATION.CABLE WHERE END_POINT_DET='PPD(RE-1).N' GROUP BY END_POINT), 'PPD(RE-1).N', 35.1, 'RE-3/3/35/HV/PPD(RE-1).N', 'DM3R3', 'CABLERE51107');
INSERT INTO CMSINTEGRATION.CABLE (TYPE, TYPE_DET, SUBSYSTEM, LAST_CHANGE, SERIAL_CODE, START_POINT, START_POINT_DET, END_POINT, END_POINT_DET, LENGTH, LABEL_DET, INSTALLATION_PERIOD, ITEM_ID) VALUES ('H', '3_HV', 'RE', CURRENT_TIMESTAMP, '51108', 'M5336', 'RE-3/3/36', (SELECT END_POINT FROM CMSINTEGRATION.CABLE WHERE END_POINT_DET='PPD(RE-1).N' GROUP BY END_POINT), 'PPD(RE-1).N', 33.6, 'RE-3/3/36/HV/PPD(RE-1).N', 'DM3R3', 'CABLERE51108');
INSERT INTO CMSINTEGRATION.CABLE (TYPE, TYPE_DET, SUBSYSTEM, LAST_CHANGE, SERIAL_CODE, START_POINT, START_POINT_DET, END_POINT, END_POINT_DET, LENGTH, LABEL_DET, INSTALLATION_PERIOD, ITEM_ID) VALUES ('H', '3_HV', 'RE', CURRENT_TIMESTAMP, '51109', 'M5201', 'RE-3/2/01', (SELECT END_POINT FROM CMSINTEGRATION.CABLE WHERE END_POINT_DET='PPD(RE-1).N' GROUP BY END_POINT), 'PPD(RE-1).N', 34.2, 'RE-3/2/01/HV/PPD(RE-1).N', 'DM3R3', 'CABLERE51109');
INSERT INTO CMSINTEGRATION.CABLE (TYPE, TYPE_DET, SUBSYSTEM, LAST_CHANGE, SERIAL_CODE, START_POINT, START_POINT_DET, END_POINT, END_POINT_DET, LENGTH, LABEL_DET, INSTALLATION_PERIOD, ITEM_ID) VALUES ('H', '3_HV', 'RE', CURRENT_TIMESTAMP, '51110', 'M5202', 'RE-3/2/02', (SELECT END_POINT FROM CMSINTEGRATION.CABLE WHERE END_POINT_DET='PPD(RE-1).N' GROUP BY END_POINT), 'PPD(RE-1).N', 32.8, 'RE-3/2/02/HV/PPD(RE-1).N', 'DM3R3', 'CABLERE51110');
INSERT INTO CMSINTEGRATION.CABLE (TYPE, TYPE_DET, SUBSYSTEM, LAST_CHANGE, SERIAL_CODE, START_POINT, START_POINT_DET, END_POINT, END_POINT_DET, LENGTH, LABEL_DET, INSTALLATION_PERIOD, ITEM_ID) VALUES ('H', '3_HV', 'RE', CURRENT_TIMESTAMP, '51111', 'M5203', 'RE-3/2/03', (SELECT END_POINT FROM CMSINTEGRATION.CABLE WHERE END_POINT_DET='PPD(RE-1).N' GROUP BY END_POINT), 'PPD(RE-1).N', 33.7, 'RE-3/2/03/HV/PPD(RE-1).N', 'DM3R3', 'CABLERE51111');
INSERT INTO CMSINTEGRATION.CABLE (TYPE, TYPE_DET, SUBSYSTEM, LAST_CHANGE, SERIAL_CODE, START_POINT, START_POINT_DET, END_POINT, END_POINT_DET, LENGTH, LABEL_DET, INSTALLATION_PERIOD, ITEM_ID) VALUES ('H', '3_HV', 'RE', CURRENT_TIMESTAMP, '51112', 'M5204', 'RE-3/2/04', (SELECT END_POINT FROM CMSINTEGRATION.CABLE WHERE END_POINT_DET='PPD(RE-1).N' GROUP BY END_POINT), 'PPD(RE-1).N', 34.8, 'RE-3/2/04/HV/PPD(RE-1).N', 'DM3R3', 'CABLERE51112');
INSERT INTO CMSINTEGRATION.CABLE (TYPE, TYPE_DET, SUBSYSTEM, LAST_CHANGE, SERIAL_CODE, START_POINT, START_POINT_DET, END_POINT, END_POINT_DET, LENGTH, LABEL_DET, INSTALLATION_PERIOD, ITEM_ID) VALUES ('H', '3_HV', 'RE', CURRENT_TIMESTAMP, '51113', 'M5205', 'RE-3/2/05', (SELECT END_POINT FROM CMSINTEGRATION.CABLE WHERE END_POINT_DET='PPD(RE-1).N' GROUP BY END_POINT), 'PPD(RE-1).N', 36.3, 'RE-3/2/05/HV/PPD(RE-1).N', 'DM3R3', 'CABLERE51113');
INSERT INTO CMSINTEGRATION.CABLE (TYPE, TYPE_DET, SUBSYSTEM, LAST_CHANGE, SERIAL_CODE, START_POINT, START_POINT_DET, END_POINT, END_POINT_DET, LENGTH, LABEL_DET, INSTALLATION_PERIOD, ITEM_ID) VALUES ('H', '3_HV', 'RE', CURRENT_TIMESTAMP, '51114', 'M5206', 'RE-3/2/06', (SELECT END_POINT FROM CMSINTEGRATION.CABLE WHERE END_POINT_DET='PPD(RE-1).N' GROUP BY END_POINT), 'PPD(RE-1).N', 37.6, 'RE-3/2/06/HV/PPD(RE-1).N', 'DM3R3', 'CABLERE51114');
INSERT INTO CMSINTEGRATION.CABLE (TYPE, TYPE_DET, SUBSYSTEM, LAST_CHANGE, SERIAL_CODE, START_POINT, START_POINT_DET, END_POINT, END_POINT_DET, LENGTH, LABEL_DET, INSTALLATION_PERIOD, ITEM_ID) VALUES ('H', '3_HV', 'RE', CURRENT_TIMESTAMP, '51115', 'M5207', 'RE-3/2/07', (SELECT END_POINT FROM CMSINTEGRATION.CABLE WHERE END_POINT_DET='PPD(RE-1).N' GROUP BY END_POINT), 'PPD(RE-1).N', 38.8, 'RE-3/2/07/HV/PPD(RE-1).N', 'DM3R3', 'CABLERE51115');
INSERT INTO CMSINTEGRATION.CABLE (TYPE, TYPE_DET, SUBSYSTEM, LAST_CHANGE, SERIAL_CODE, START_POINT, START_POINT_DET, END_POINT, END_POINT_DET, LENGTH, LABEL_DET, INSTALLATION_PERIOD, ITEM_ID) VALUES ('H', '3_HV', 'RE', CURRENT_TIMESTAMP, '51116', 'M5208', 'RE-3/2/08', (SELECT END_POINT FROM CMSINTEGRATION.CABLE WHERE END_POINT_DET='PPD(RE-1).N' GROUP BY END_POINT), 'PPD(RE-1).N', 40.2, 'RE-3/2/08/HV/PPD(RE-1).N', 'DM3R3', 'CABLERE51116');
INSERT INTO CMSINTEGRATION.CABLE (TYPE, TYPE_DET, SUBSYSTEM, LAST_CHANGE, SERIAL_CODE, START_POINT, START_POINT_DET, END_POINT, END_POINT_DET, LENGTH, LABEL_DET, INSTALLATION_PERIOD, ITEM_ID) VALUES ('H', '3_HV', 'RE', CURRENT_TIMESTAMP, '51117', 'M5209', 'RE-3/2/09', (SELECT END_POINT FROM CMSINTEGRATION.CABLE WHERE END_POINT_DET='PPD(RE-1).N' GROUP BY END_POINT), 'PPD(RE-1).N', 41.6, 'RE-3/2/09/HV/PPD(RE-1).N', 'DM3R3', 'CABLERE51117');
INSERT INTO CMSINTEGRATION.CABLE (TYPE, TYPE_DET, SUBSYSTEM, LAST_CHANGE, SERIAL_CODE, START_POINT, START_POINT_DET, END_POINT, END_POINT_DET, LENGTH, LABEL_DET, INSTALLATION_PERIOD, ITEM_ID) VALUES ('H', '3_HV', 'RE', CURRENT_TIMESTAMP, '51118', 'M5210', 'RE-3/2/10', (SELECT END_POINT FROM CMSINTEGRATION.CABLE WHERE END_POINT_DET='PPD(RE-1).N' GROUP BY END_POINT), 'PPD(RE-1).N', 42.7, 'RE-3/2/10/HV/PPD(RE-1).N', 'DM3R3', 'CABLERE51118');
INSERT INTO CMSINTEGRATION.CABLE (TYPE, TYPE_DET, SUBSYSTEM, LAST_CHANGE, SERIAL_CODE, START_POINT, START_POINT_DET, END_POINT, END_POINT_DET, LENGTH, LABEL_DET, INSTALLATION_PERIOD, ITEM_ID) VALUES ('H', '3_HV', 'RE', CURRENT_TIMESTAMP, '51119', 'M5211', 'RE-3/2/11', (SELECT END_POINT FROM CMSINTEGRATION.CABLE WHERE END_POINT_DET='PPD(RE-1).F' GROUP BY END_POINT), 'PPD(RE-1).F', 42.7, 'RE-3/2/11/HV/PPD(RE-1).F', 'DM3R3', 'CABLERE51119');
INSERT INTO CMSINTEGRATION.CABLE (TYPE, TYPE_DET, SUBSYSTEM, LAST_CHANGE, SERIAL_CODE, START_POINT, START_POINT_DET, END_POINT, END_POINT_DET, LENGTH, LABEL_DET, INSTALLATION_PERIOD, ITEM_ID) VALUES ('H', '3_HV', 'RE', CURRENT_TIMESTAMP, '51120', 'M5212', 'RE-3/2/12', (SELECT END_POINT FROM CMSINTEGRATION.CABLE WHERE END_POINT_DET='PPD(RE-1).F' GROUP BY END_POINT), 'PPD(RE-1).F', 41.3, 'RE-3/2/12/HV/PPD(RE-1).F', 'DM3R3', 'CABLERE51120');
INSERT INTO CMSINTEGRATION.CABLE (TYPE, TYPE_DET, SUBSYSTEM, LAST_CHANGE, SERIAL_CODE, START_POINT, START_POINT_DET, END_POINT, END_POINT_DET, LENGTH, LABEL_DET, INSTALLATION_PERIOD, ITEM_ID) VALUES ('H', '3_HV', 'RE', CURRENT_TIMESTAMP, '51121', 'M5213', 'RE-3/2/13', (SELECT END_POINT FROM CMSINTEGRATION.CABLE WHERE END_POINT_DET='PPD(RE-1).F' GROUP BY END_POINT), 'PPD(RE-1).F', 39.9, 'RE-3/2/13/HV/PPD(RE-1).F', 'DM3R3', 'CABLERE51121');
INSERT INTO CMSINTEGRATION.CABLE (TYPE, TYPE_DET, SUBSYSTEM, LAST_CHANGE, SERIAL_CODE, START_POINT, START_POINT_DET, END_POINT, END_POINT_DET, LENGTH, LABEL_DET, INSTALLATION_PERIOD, ITEM_ID) VALUES ('H', '3_HV', 'RE', CURRENT_TIMESTAMP, '51122', 'M5214', 'RE-3/2/14', (SELECT END_POINT FROM CMSINTEGRATION.CABLE WHERE END_POINT_DET='PPD(RE-1).F' GROUP BY END_POINT), 'PPD(RE-1).F', 38.7, 'RE-3/2/14/HV/PPD(RE-1).F', 'DM3R3', 'CABLERE51122');
INSERT INTO CMSINTEGRATION.CABLE (TYPE, TYPE_DET, SUBSYSTEM, LAST_CHANGE, SERIAL_CODE, START_POINT, START_POINT_DET, END_POINT, END_POINT_DET, LENGTH, LABEL_DET, INSTALLATION_PERIOD, ITEM_ID) VALUES ('H', '3_HV', 'RE', CURRENT_TIMESTAMP, '51123', 'M5215', 'RE-3/2/15', (SELECT END_POINT FROM CMSINTEGRATION.CABLE WHERE END_POINT_DET='PPD(RE-1).F' GROUP BY END_POINT), 'PPD(RE-1).F', 37.4, 'RE-3/2/15/HV/PPD(RE-1).F', 'DM3R3', 'CABLERE51123');
INSERT INTO CMSINTEGRATION.CABLE (TYPE, TYPE_DET, SUBSYSTEM, LAST_CHANGE, SERIAL_CODE, START_POINT, START_POINT_DET, END_POINT, END_POINT_DET, LENGTH, LABEL_DET, INSTALLATION_PERIOD, ITEM_ID) VALUES ('H', '3_HV', 'RE', CURRENT_TIMESTAMP, '51124', 'M5216', 'RE-3/2/16', (SELECT END_POINT FROM CMSINTEGRATION.CABLE WHERE END_POINT_DET='PPD(RE-1).F' GROUP BY END_POINT), 'PPD(RE-1).F', 35.9, 'RE-3/2/16/HV/PPD(RE-1).F', 'DM3R3', 'CABLERE51124');
INSERT INTO CMSINTEGRATION.CABLE (TYPE, TYPE_DET, SUBSYSTEM, LAST_CHANGE, SERIAL_CODE, START_POINT, START_POINT_DET, END_POINT, END_POINT_DET, LENGTH, LABEL_DET, INSTALLATION_PERIOD, ITEM_ID) VALUES ('H', '3_HV', 'RE', CURRENT_TIMESTAMP, '51125', 'M5217', 'RE-3/2/17', (SELECT END_POINT FROM CMSINTEGRATION.CABLE WHERE END_POINT_DET='PPD(RE-1).F' GROUP BY END_POINT), 'PPD(RE-1).F', 34.8, 'RE-3/2/17/HV/PPD(RE-1).F', 'DM3R3', 'CABLERE51125');
INSERT INTO CMSINTEGRATION.CABLE (TYPE, TYPE_DET, SUBSYSTEM, LAST_CHANGE, SERIAL_CODE, START_POINT, START_POINT_DET, END_POINT, END_POINT_DET, LENGTH, LABEL_DET, INSTALLATION_PERIOD, ITEM_ID) VALUES ('H', '3_HV', 'RE', CURRENT_TIMESTAMP, '51126', 'M5218', 'RE-3/2/18', (SELECT END_POINT FROM CMSINTEGRATION.CABLE WHERE END_POINT_DET='PPD(RE-1).F' GROUP BY END_POINT), 'PPD(RE-1).F', 33.4, 'RE-3/2/18/HV/PPD(RE-1).F', 'DM3R3', 'CABLERE51126');
INSERT INTO CMSINTEGRATION.CABLE (TYPE, TYPE_DET, SUBSYSTEM, LAST_CHANGE, SERIAL_CODE, START_POINT, START_POINT_DET, END_POINT, END_POINT_DET, LENGTH, LABEL_DET, INSTALLATION_PERIOD, ITEM_ID) VALUES ('H', '3_HV', 'RE', CURRENT_TIMESTAMP, '51127', 'M5219', 'RE-3/2/19', (SELECT END_POINT FROM CMSINTEGRATION.CABLE WHERE END_POINT_DET='PPD(RE-1).F' GROUP BY END_POINT), 'PPD(RE-1).F', 33.1, 'RE-3/2/19/HV/PPD(RE-1).F', 'DM3R3', 'CABLERE51127');
INSERT INTO CMSINTEGRATION.CABLE (TYPE, TYPE_DET, SUBSYSTEM, LAST_CHANGE, SERIAL_CODE, START_POINT, START_POINT_DET, END_POINT, END_POINT_DET, LENGTH, LABEL_DET, INSTALLATION_PERIOD, ITEM_ID) VALUES ('H', '3_HV', 'RE', CURRENT_TIMESTAMP, '51128', 'M5220', 'RE-3/2/20', (SELECT END_POINT FROM CMSINTEGRATION.CABLE WHERE END_POINT_DET='PPD(RE-1).F' GROUP BY END_POINT), 'PPD(RE-1).F', 34.5, 'RE-3/2/20/HV/PPD(RE-1).F', 'DM3R3', 'CABLERE51128');
INSERT INTO CMSINTEGRATION.CABLE (TYPE, TYPE_DET, SUBSYSTEM, LAST_CHANGE, SERIAL_CODE, START_POINT, START_POINT_DET, END_POINT, END_POINT_DET, LENGTH, LABEL_DET, INSTALLATION_PERIOD, ITEM_ID) VALUES ('H', '3_HV', 'RE', CURRENT_TIMESTAMP, '51129', 'M5221', 'RE-3/2/21', (SELECT END_POINT FROM CMSINTEGRATION.CABLE WHERE END_POINT_DET='PPD(RE-1).F' GROUP BY END_POINT), 'PPD(RE-1).F', 35.9, 'RE-3/2/21/HV/PPD(RE-1).F', 'DM3R3', 'CABLERE51129');
INSERT INTO CMSINTEGRATION.CABLE (TYPE, TYPE_DET, SUBSYSTEM, LAST_CHANGE, SERIAL_CODE, START_POINT, START_POINT_DET, END_POINT, END_POINT_DET, LENGTH, LABEL_DET, INSTALLATION_PERIOD, ITEM_ID) VALUES ('H', '3_HV', 'RE', CURRENT_TIMESTAMP, '51130', 'M5222', 'RE-3/2/22', (SELECT END_POINT FROM CMSINTEGRATION.CABLE WHERE END_POINT_DET='PPD(RE-1).F' GROUP BY END_POINT), 'PPD(RE-1).F', 37.1, 'RE-3/2/22/HV/PPD(RE-1).F', 'DM3R3', 'CABLERE51130');
INSERT INTO CMSINTEGRATION.CABLE (TYPE, TYPE_DET, SUBSYSTEM, LAST_CHANGE, SERIAL_CODE, START_POINT, START_POINT_DET, END_POINT, END_POINT_DET, LENGTH, LABEL_DET, INSTALLATION_PERIOD, ITEM_ID) VALUES ('H', '3_HV', 'RE', CURRENT_TIMESTAMP, '51131', 'M5223', 'RE-3/2/23', (SELECT END_POINT FROM CMSINTEGRATION.CABLE WHERE END_POINT_DET='PPD(RE-1).F' GROUP BY END_POINT), 'PPD(RE-1).F', 38.3, 'RE-3/2/23/HV/PPD(RE-1).F', 'DM3R3', 'CABLERE51131');
INSERT INTO CMSINTEGRATION.CABLE (TYPE, TYPE_DET, SUBSYSTEM, LAST_CHANGE, SERIAL_CODE, START_POINT, START_POINT_DET, END_POINT, END_POINT_DET, LENGTH, LABEL_DET, INSTALLATION_PERIOD, ITEM_ID) VALUES ('H', '3_HV', 'RE', CURRENT_TIMESTAMP, '51132', 'M5224', 'RE-3/2/24', (SELECT END_POINT FROM CMSINTEGRATION.CABLE WHERE END_POINT_DET='PPD(RE-1).F' GROUP BY END_POINT), 'PPD(RE-1).F', 40.1, 'RE-3/2/24/HV/PPD(RE-1).F', 'DM3R3', 'CABLERE51132');
INSERT INTO CMSINTEGRATION.CABLE (TYPE, TYPE_DET, SUBSYSTEM, LAST_CHANGE, SERIAL_CODE, START_POINT, START_POINT_DET, END_POINT, END_POINT_DET, LENGTH, LABEL_DET, INSTALLATION_PERIOD, ITEM_ID) VALUES ('H', '3_HV', 'RE', CURRENT_TIMESTAMP, '51133', 'M5225', 'RE-3/2/25', (SELECT END_POINT FROM CMSINTEGRATION.CABLE WHERE END_POINT_DET='PPD(RE-1).F' GROUP BY END_POINT), 'PPD(RE-1).F', 41.3, 'RE-3/2/25/HV/PPD(RE-1).F', 'DM3R3', 'CABLERE51133');
INSERT INTO CMSINTEGRATION.CABLE (TYPE, TYPE_DET, SUBSYSTEM, LAST_CHANGE, SERIAL_CODE, START_POINT, START_POINT_DET, END_POINT, END_POINT_DET, LENGTH, LABEL_DET, INSTALLATION_PERIOD, ITEM_ID) VALUES ('H', '3_HV', 'RE', CURRENT_TIMESTAMP, '51134', 'M5226', 'RE-3/2/26', (SELECT END_POINT FROM CMSINTEGRATION.CABLE WHERE END_POINT_DET='PPD(RE-1).F' GROUP BY END_POINT), 'PPD(RE-1).F', 42.3, 'RE-3/2/26/HV/PPD(RE-1).F', 'DM3R3', 'CABLERE51134');
INSERT INTO CMSINTEGRATION.CABLE (TYPE, TYPE_DET, SUBSYSTEM, LAST_CHANGE, SERIAL_CODE, START_POINT, START_POINT_DET, END_POINT, END_POINT_DET, LENGTH, LABEL_DET, INSTALLATION_PERIOD, ITEM_ID) VALUES ('H', '3_HV', 'RE', CURRENT_TIMESTAMP, '51135', 'M5227', 'RE-3/2/27', (SELECT END_POINT FROM CMSINTEGRATION.CABLE WHERE END_POINT_DET='PPD(RE-1).F' GROUP BY END_POINT), 'PPD(RE-1).F', 43.6, 'RE-3/2/27/HV/PPD(RE-1).F', 'DM3R3', 'CABLERE51135');
INSERT INTO CMSINTEGRATION.CABLE (TYPE, TYPE_DET, SUBSYSTEM, LAST_CHANGE, SERIAL_CODE, START_POINT, START_POINT_DET, END_POINT, END_POINT_DET, LENGTH, LABEL_DET, INSTALLATION_PERIOD, ITEM_ID) VALUES ('H', '3_HV', 'RE', CURRENT_TIMESTAMP, '51136', 'M5228', 'RE-3/2/28', (SELECT END_POINT FROM CMSINTEGRATION.CABLE WHERE END_POINT_DET='PPD(RE-1).F' GROUP BY END_POINT), 'PPD(RE-1).F', 44.7, 'RE-3/2/28/HV/PPD(RE-1).F', 'DM3R3', 'CABLERE51136');
INSERT INTO CMSINTEGRATION.CABLE (TYPE, TYPE_DET, SUBSYSTEM, LAST_CHANGE, SERIAL_CODE, START_POINT, START_POINT_DET, END_POINT, END_POINT_DET, LENGTH, LABEL_DET, INSTALLATION_PERIOD, ITEM_ID) VALUES ('H', '3_HV', 'RE', CURRENT_TIMESTAMP, '51137', 'M5229', 'RE-3/2/29', (SELECT END_POINT FROM CMSINTEGRATION.CABLE WHERE END_POINT_DET='PPD(RE-1).N' GROUP BY END_POINT), 'PPD(RE-1).N', 44.7, 'RE-3/2/29/HV/PPD(RE-1).N', 'DM3R3', 'CABLERE51137');
INSERT INTO CMSINTEGRATION.CABLE (TYPE, TYPE_DET, SUBSYSTEM, LAST_CHANGE, SERIAL_CODE, START_POINT, START_POINT_DET, END_POINT, END_POINT_DET, LENGTH, LABEL_DET, INSTALLATION_PERIOD, ITEM_ID) VALUES ('H', '3_HV', 'RE', CURRENT_TIMESTAMP, '51138', 'M5230', 'RE-3/2/30', (SELECT END_POINT FROM CMSINTEGRATION.CABLE WHERE END_POINT_DET='PPD(RE-1).N' GROUP BY END_POINT), 'PPD(RE-1).N', 43.4, 'RE-3/2/30/HV/PPD(RE-1).N', 'DM3R3', 'CABLERE51138');
INSERT INTO CMSINTEGRATION.CABLE (TYPE, TYPE_DET, SUBSYSTEM, LAST_CHANGE, SERIAL_CODE, START_POINT, START_POINT_DET, END_POINT, END_POINT_DET, LENGTH, LABEL_DET, INSTALLATION_PERIOD, ITEM_ID) VALUES ('H', '3_HV', 'RE', CURRENT_TIMESTAMP, '51139', 'M5231', 'RE-3/2/31', (SELECT END_POINT FROM CMSINTEGRATION.CABLE WHERE END_POINT_DET='PPD(RE-1).N' GROUP BY END_POINT), 'PPD(RE-1).N', 42.4, 'RE-3/2/31/HV/PPD(RE-1).N', 'DM3R3', 'CABLERE51139');
INSERT INTO CMSINTEGRATION.CABLE (TYPE, TYPE_DET, SUBSYSTEM, LAST_CHANGE, SERIAL_CODE, START_POINT, START_POINT_DET, END_POINT, END_POINT_DET, LENGTH, LABEL_DET, INSTALLATION_PERIOD, ITEM_ID) VALUES ('H', '3_HV', 'RE', CURRENT_TIMESTAMP, '51140', 'M5232', 'RE-3/2/32', (SELECT END_POINT FROM CMSINTEGRATION.CABLE WHERE END_POINT_DET='PPD(RE-1).N' GROUP BY END_POINT), 'PPD(RE-1).N', 41.2, 'RE-3/2/32/HV/PPD(RE-1).N', 'DM3R3', 'CABLERE51140');
INSERT INTO CMSINTEGRATION.CABLE (TYPE, TYPE_DET, SUBSYSTEM, LAST_CHANGE, SERIAL_CODE, START_POINT, START_POINT_DET, END_POINT, END_POINT_DET, LENGTH, LABEL_DET, INSTALLATION_PERIOD, ITEM_ID) VALUES ('H', '3_HV', 'RE', CURRENT_TIMESTAMP, '51141', 'M5233', 'RE-3/2/33', (SELECT END_POINT FROM CMSINTEGRATION.CABLE WHERE END_POINT_DET='PPD(RE-1).N' GROUP BY END_POINT), 'PPD(RE-1).N', 39.4, 'RE-3/2/33/HV/PPD(RE-1).N', 'DM3R3', 'CABLERE51141');
INSERT INTO CMSINTEGRATION.CABLE (TYPE, TYPE_DET, SUBSYSTEM, LAST_CHANGE, SERIAL_CODE, START_POINT, START_POINT_DET, END_POINT, END_POINT_DET, LENGTH, LABEL_DET, INSTALLATION_PERIOD, ITEM_ID) VALUES ('H', '3_HV', 'RE', CURRENT_TIMESTAMP, '51142', 'M5234', 'RE-3/2/34', (SELECT END_POINT FROM CMSINTEGRATION.CABLE WHERE END_POINT_DET='PPD(RE-1).N' GROUP BY END_POINT), 'PPD(RE-1).N', 38.2, 'RE-3/2/34/HV/PPD(RE-1).N', 'DM3R3', 'CABLERE51142');
INSERT INTO CMSINTEGRATION.CABLE (TYPE, TYPE_DET, SUBSYSTEM, LAST_CHANGE, SERIAL_CODE, START_POINT, START_POINT_DET, END_POINT, END_POINT_DET, LENGTH, LABEL_DET, INSTALLATION_PERIOD, ITEM_ID) VALUES ('H', '3_HV', 'RE', CURRENT_TIMESTAMP, '51143', 'M5235', 'RE-3/2/35', (SELECT END_POINT FROM CMSINTEGRATION.CABLE WHERE END_POINT_DET='PPD(RE-1).N' GROUP BY END_POINT), 'PPD(RE-1).N', 37, 'RE-3/2/35/HV/PPD(RE-1).N', 'DM3R3', 'CABLERE51143');
INSERT INTO CMSINTEGRATION.CABLE (TYPE, TYPE_DET, SUBSYSTEM, LAST_CHANGE, SERIAL_CODE, START_POINT, START_POINT_DET, END_POINT, END_POINT_DET, LENGTH, LABEL_DET, INSTALLATION_PERIOD, ITEM_ID) VALUES ('H', '3_HV', 'RE', CURRENT_TIMESTAMP, '51144', 'M5236', 'RE-3/2/36', (SELECT END_POINT FROM CMSINTEGRATION.CABLE WHERE END_POINT_DET='PPD(RE-1).N' GROUP BY END_POINT), 'PPD(RE-1).N', 35.6, 'RE-3/2/36/HV/PPD(RE-1).N', 'DM3R3', 'CABLERE51144');

## SQL update
UPDATE CMSINTEGRATION.CABLE SET LAST_CHANGE=CURRENT_TIMESTAMP, ROUTING='CHS(ID/+1).N3' WHERE SUBSYSTEM='RE' AND TYPE_DET='3_HV' AND START_POINT_DET='RE+3/3/01' AND END_POINT_DET='PPD(RE+1).N';
UPDATE CMSINTEGRATION.CABLE SET LAST_CHANGE=CURRENT_TIMESTAMP, ROUTING='CHS(ID/+1).N3' WHERE SUBSYSTEM='RE' AND TYPE_DET='3_HV' AND START_POINT_DET='RE+3/3/02' AND END_POINT_DET='PPD(RE+1).N';
UPDATE CMSINTEGRATION.CABLE SET LAST_CHANGE=CURRENT_TIMESTAMP, ROUTING='CHS(ID/+1).N3' WHERE SUBSYSTEM='RE' AND TYPE_DET='3_HV' AND START_POINT_DET='RE+3/3/03' AND END_POINT_DET='PPD(RE+1).N';
UPDATE CMSINTEGRATION.CABLE SET LAST_CHANGE=CURRENT_TIMESTAMP, ROUTING='CHS(ID/+1).N3' WHERE SUBSYSTEM='RE' AND TYPE_DET='3_HV' AND START_POINT_DET='RE+3/3/04' AND END_POINT_DET='PPD(RE+1).N';
UPDATE CMSINTEGRATION.CABLE SET LAST_CHANGE=CURRENT_TIMESTAMP, ROUTING='CHS(ID/+1).N3' WHERE SUBSYSTEM='RE' AND TYPE_DET='3_HV' AND START_POINT_DET='RE+3/3/05' AND END_POINT_DET='PPD(RE+1).N';
UPDATE CMSINTEGRATION.CABLE SET LAST_CHANGE=CURRENT_TIMESTAMP, ROUTING='CHS(ID/+1).N3' WHERE SUBSYSTEM='RE' AND TYPE_DET='3_HV' AND START_POINT_DET='RE+3/3/06' AND END_POINT_DET='PPD(RE+1).N';
UPDATE CMSINTEGRATION.CABLE SET LAST_CHANGE=CURRENT_TIMESTAMP, ROUTING='CHS(ID/+1).N3' WHERE SUBSYSTEM='RE' AND TYPE_DET='3_HV' AND START_POINT_DET='RE+3/3/07' AND END_POINT_DET='PPD(RE+1).N';
UPDATE CMSINTEGRATION.CABLE SET LAST_CHANGE=CURRENT_TIMESTAMP, ROUTING='CHS(ID/+1).N3' WHERE SUBSYSTEM='RE' AND TYPE_DET='3_HV' AND START_POINT_DET='RE+3/3/08' AND END_POINT_DET='PPD(RE+1).N';
UPDATE CMSINTEGRATION.CABLE SET LAST_CHANGE=CURRENT_TIMESTAMP, ROUTING='CHS(ID/+1).N3' WHERE SUBSYSTEM='RE' AND TYPE_DET='3_HV' AND START_POINT_DET='RE+3/3/09' AND END_POINT_DET='PPD(RE+1).N';
UPDATE CMSINTEGRATION.CABLE SET LAST_CHANGE=CURRENT_TIMESTAMP, ROUTING='CHS(ID/+1).N3' WHERE SUBSYSTEM='RE' AND TYPE_DET='3_HV' AND START_POINT_DET='RE+3/3/10' AND END_POINT_DET='PPD(RE+1).N';
UPDATE CMSINTEGRATION.CABLE SET LAST_CHANGE=CURRENT_TIMESTAMP, ROUTING='CHS(ID/+1).F3' WHERE SUBSYSTEM='RE' AND TYPE_DET='3_HV' AND START_POINT_DET='RE+3/3/11' AND END_POINT_DET='PPD(RE+1).F';
UPDATE CMSINTEGRATION.CABLE SET LAST_CHANGE=CURRENT_TIMESTAMP, ROUTING='CHS(ID/+1).F3' WHERE SUBSYSTEM='RE' AND TYPE_DET='3_HV' AND START_POINT_DET='RE+3/3/12' AND END_POINT_DET='PPD(RE+1).F';
UPDATE CMSINTEGRATION.CABLE SET LAST_CHANGE=CURRENT_TIMESTAMP, ROUTING='CHS(ID/+1).F3' WHERE SUBSYSTEM='RE' AND TYPE_DET='3_HV' AND START_POINT_DET='RE+3/3/13' AND END_POINT_DET='PPD(RE+1).F';
UPDATE CMSINTEGRATION.CABLE SET LAST_CHANGE=CURRENT_TIMESTAMP, ROUTING='CHS(ID/+1).F3' WHERE SUBSYSTEM='RE' AND TYPE_DET='3_HV' AND START_POINT_DET='RE+3/3/14' AND END_POINT_DET='PPD(RE+1).F';
UPDATE CMSINTEGRATION.CABLE SET LAST_CHANGE=CURRENT_TIMESTAMP, ROUTING='CHS(ID/+1).F3' WHERE SUBSYSTEM='RE' AND TYPE_DET='3_HV' AND START_POINT_DET='RE+3/3/15' AND END_POINT_DET='PPD(RE+1).F';
UPDATE CMSINTEGRATION.CABLE SET LAST_CHANGE=CURRENT_TIMESTAMP, ROUTING='CHS(ID/+1).F3' WHERE SUBSYSTEM='RE' AND TYPE_DET='3_HV' AND START_POINT_DET='RE+3/3/16' AND END_POINT_DET='PPD(RE+1).F';
UPDATE CMSINTEGRATION.CABLE SET LAST_CHANGE=CURRENT_TIMESTAMP, ROUTING='CHS(ID/+1).F3' WHERE SUBSYSTEM='RE' AND TYPE_DET='3_HV' AND START_POINT_DET='RE+3/3/17' AND END_POINT_DET='PPD(RE+1).F';
UPDATE CMSINTEGRATION.CABLE SET LAST_CHANGE=CURRENT_TIMESTAMP, ROUTING='CHS(ID/+1).F3' WHERE SUBSYSTEM='RE' AND TYPE_DET='3_HV' AND START_POINT_DET='RE+3/3/18' AND END_POINT_DET='PPD(RE+1).F';
UPDATE CMSINTEGRATION.CABLE SET LAST_CHANGE=CURRENT_TIMESTAMP, ROUTING='CHS(ID/+1).F3' WHERE SUBSYSTEM='RE' AND TYPE_DET='3_HV' AND START_POINT_DET='RE+3/3/19' AND END_POINT_DET='PPD(RE+1).F';
UPDATE CMSINTEGRATION.CABLE SET LAST_CHANGE=CURRENT_TIMESTAMP, ROUTING='CHS(ID/+1).F3' WHERE SUBSYSTEM='RE' AND TYPE_DET='3_HV' AND START_POINT_DET='RE+3/3/20' AND END_POINT_DET='PPD(RE+1).F';
UPDATE CMSINTEGRATION.CABLE SET LAST_CHANGE=CURRENT_TIMESTAMP, ROUTING='CHS(ID/+1).F3' WHERE SUBSYSTEM='RE' AND TYPE_DET='3_HV' AND START_POINT_DET='RE+3/3/21' AND END_POINT_DET='PPD(RE+1).F';
UPDATE CMSINTEGRATION.CABLE SET LAST_CHANGE=CURRENT_TIMESTAMP, ROUTING='CHS(ID/+1).F3' WHERE SUBSYSTEM='RE' AND TYPE_DET='3_HV' AND START_POINT_DET='RE+3/3/22' AND END_POINT_DET='PPD(RE+1).F';
UPDATE CMSINTEGRATION.CABLE SET LAST_CHANGE=CURRENT_TIMESTAMP, ROUTING='CHS(ID/+1).F3' WHERE SUBSYSTEM='RE' AND TYPE_DET='3_HV' AND START_POINT_DET='RE+3/3/23' AND END_POINT_DET='PPD(RE+1).F';
UPDATE CMSINTEGRATION.CABLE SET LAST_CHANGE=CURRENT_TIMESTAMP, ROUTING='CHS(ID/+1).F3' WHERE SUBSYSTEM='RE' AND TYPE_DET='3_HV' AND START_POINT_DET='RE+3/3/24' AND END_POINT_DET='PPD(RE+1).F';
UPDATE CMSINTEGRATION.CABLE SET LAST_CHANGE=CURRENT_TIMESTAMP, ROUTING='CHS(ID/+1).F3' WHERE SUBSYSTEM='RE' AND TYPE_DET='3_HV' AND START_POINT_DET='RE+3/3/25' AND END_POINT_DET='PPD(RE+1).F';
UPDATE CMSINTEGRATION.CABLE SET LAST_CHANGE=CURRENT_TIMESTAMP, ROUTING='CHS(ID/+1).F3' WHERE SUBSYSTEM='RE' AND TYPE_DET='3_HV' AND START_POINT_DET='RE+3/3/26' AND END_POINT_DET='PPD(RE+1).F';
UPDATE CMSINTEGRATION.CABLE SET LAST_CHANGE=CURRENT_TIMESTAMP, ROUTING='CHS(ID/+1).F3' WHERE SUBSYSTEM='RE' AND TYPE_DET='3_HV' AND START_POINT_DET='RE+3/3/27' AND END_POINT_DET='PPD(RE+1).F';
UPDATE CMSINTEGRATION.CABLE SET LAST_CHANGE=CURRENT_TIMESTAMP, ROUTING='CHS(ID/+1).F3' WHERE SUBSYSTEM='RE' AND TYPE_DET='3_HV' AND START_POINT_DET='RE+3/3/28' AND END_POINT_DET='PPD(RE+1).F';
UPDATE CMSINTEGRATION.CABLE SET LAST_CHANGE=CURRENT_TIMESTAMP, ROUTING='CHS(ID/+1).N3' WHERE SUBSYSTEM='RE' AND TYPE_DET='3_HV' AND START_POINT_DET='RE+3/3/29' AND END_POINT_DET='PPD(RE+1).N';
UPDATE CMSINTEGRATION.CABLE SET LAST_CHANGE=CURRENT_TIMESTAMP, ROUTING='CHS(ID/+1).N3' WHERE SUBSYSTEM='RE' AND TYPE_DET='3_HV' AND START_POINT_DET='RE+3/3/30' AND END_POINT_DET='PPD(RE+1).N';
UPDATE CMSINTEGRATION.CABLE SET LAST_CHANGE=CURRENT_TIMESTAMP, ROUTING='CHS(ID/+1).N3' WHERE SUBSYSTEM='RE' AND TYPE_DET='3_HV' AND START_POINT_DET='RE+3/3/31' AND END_POINT_DET='PPD(RE+1).N';
UPDATE CMSINTEGRATION.CABLE SET LAST_CHANGE=CURRENT_TIMESTAMP, ROUTING='CHS(ID/+1).N3' WHERE SUBSYSTEM='RE' AND TYPE_DET='3_HV' AND START_POINT_DET='RE+3/3/32' AND END_POINT_DET='PPD(RE+1).N';
UPDATE CMSINTEGRATION.CABLE SET LAST_CHANGE=CURRENT_TIMESTAMP, ROUTING='CHS(ID/+1).N3' WHERE SUBSYSTEM='RE' AND TYPE_DET='3_HV' AND START_POINT_DET='RE+3/3/33' AND END_POINT_DET='PPD(RE+1).N';
UPDATE CMSINTEGRATION.CABLE SET LAST_CHANGE=CURRENT_TIMESTAMP, ROUTING='CHS(ID/+1).N3' WHERE SUBSYSTEM='RE' AND TYPE_DET='3_HV' AND START_POINT_DET='RE+3/3/34' AND END_POINT_DET='PPD(RE+1).N';
UPDATE CMSINTEGRATION.CABLE SET LAST_CHANGE=CURRENT_TIMESTAMP, ROUTING='CHS(ID/+1).N3' WHERE SUBSYSTEM='RE' AND TYPE_DET='3_HV' AND START_POINT_DET='RE+3/3/35' AND END_POINT_DET='PPD(RE+1).N';
UPDATE CMSINTEGRATION.CABLE SET LAST_CHANGE=CURRENT_TIMESTAMP, ROUTING='CHS(ID/+1).N3' WHERE SUBSYSTEM='RE' AND TYPE_DET='3_HV' AND START_POINT_DET='RE+3/3/36' AND END_POINT_DET='PPD(RE+1).N';
UPDATE CMSINTEGRATION.CABLE SET LAST_CHANGE=CURRENT_TIMESTAMP, ROUTING='CHS(ID/+1).N3' WHERE SUBSYSTEM='RE' AND TYPE_DET='3_HV' AND START_POINT_DET='RE+3/2/01' AND END_POINT_DET='PPD(RE+1).N';
UPDATE CMSINTEGRATION.CABLE SET LAST_CHANGE=CURRENT_TIMESTAMP, ROUTING='CHS(ID/+1).N3' WHERE SUBSYSTEM='RE' AND TYPE_DET='3_HV' AND START_POINT_DET='RE+3/2/02' AND END_POINT_DET='PPD(RE+1).N';
UPDATE CMSINTEGRATION.CABLE SET LAST_CHANGE=CURRENT_TIMESTAMP, ROUTING='CHS(ID/+1).N3' WHERE SUBSYSTEM='RE' AND TYPE_DET='3_HV' AND START_POINT_DET='RE+3/2/03' AND END_POINT_DET='PPD(RE+1).N';
UPDATE CMSINTEGRATION.CABLE SET LAST_CHANGE=CURRENT_TIMESTAMP, ROUTING='CHS(ID/+1).N3' WHERE SUBSYSTEM='RE' AND TYPE_DET='3_HV' AND START_POINT_DET='RE+3/2/04' AND END_POINT_DET='PPD(RE+1).N';
UPDATE CMSINTEGRATION.CABLE SET LAST_CHANGE=CURRENT_TIMESTAMP, ROUTING='CHS(ID/+1).N3' WHERE SUBSYSTEM='RE' AND TYPE_DET='3_HV' AND START_POINT_DET='RE+3/2/05' AND END_POINT_DET='PPD(RE+1).N';
UPDATE CMSINTEGRATION.CABLE SET LAST_CHANGE=CURRENT_TIMESTAMP, ROUTING='CHS(ID/+1).N3' WHERE SUBSYSTEM='RE' AND TYPE_DET='3_HV' AND START_POINT_DET='RE+3/2/06' AND END_POINT_DET='PPD(RE+1).N';
UPDATE CMSINTEGRATION.CABLE SET LAST_CHANGE=CURRENT_TIMESTAMP, ROUTING='CHS(ID/+1).N3' WHERE SUBSYSTEM='RE' AND TYPE_DET='3_HV' AND START_POINT_DET='RE+3/2/07' AND END_POINT_DET='PPD(RE+1).N';
UPDATE CMSINTEGRATION.CABLE SET LAST_CHANGE=CURRENT_TIMESTAMP, ROUTING='CHS(ID/+1).N3' WHERE SUBSYSTEM='RE' AND TYPE_DET='3_HV' AND START_POINT_DET='RE+3/2/08' AND END_POINT_DET='PPD(RE+1).N';
UPDATE CMSINTEGRATION.CABLE SET LAST_CHANGE=CURRENT_TIMESTAMP, ROUTING='CHS(ID/+1).N3' WHERE SUBSYSTEM='RE' AND TYPE_DET='3_HV' AND START_POINT_DET='RE+3/2/09' AND END_POINT_DET='PPD(RE+1).N';
UPDATE CMSINTEGRATION.CABLE SET LAST_CHANGE=CURRENT_TIMESTAMP, ROUTING='CHS(ID/+1).N3' WHERE SUBSYSTEM='RE' AND TYPE_DET='3_HV' AND START_POINT_DET='RE+3/2/10' AND END_POINT_DET='PPD(RE+1).N';
UPDATE CMSINTEGRATION.CABLE SET LAST_CHANGE=CURRENT_TIMESTAMP, ROUTING='CHS(ID/+1).F3' WHERE SUBSYSTEM='RE' AND TYPE_DET='3_HV' AND START_POINT_DET='RE+3/2/11' AND END_POINT_DET='PPD(RE+1).F';
UPDATE CMSINTEGRATION.CABLE SET LAST_CHANGE=CURRENT_TIMESTAMP, ROUTING='CHS(ID/+1).F3' WHERE SUBSYSTEM='RE' AND TYPE_DET='3_HV' AND START_POINT_DET='RE+3/2/12' AND END_POINT_DET='PPD(RE+1).F';
UPDATE CMSINTEGRATION.CABLE SET LAST_CHANGE=CURRENT_TIMESTAMP, ROUTING='CHS(ID/+1).F3' WHERE SUBSYSTEM='RE' AND TYPE_DET='3_HV' AND START_POINT_DET='RE+3/2/13' AND END_POINT_DET='PPD(RE+1).F';
UPDATE CMSINTEGRATION.CABLE SET LAST_CHANGE=CURRENT_TIMESTAMP, ROUTING='CHS(ID/+1).F3' WHERE SUBSYSTEM='RE' AND TYPE_DET='3_HV' AND START_POINT_DET='RE+3/2/14' AND END_POINT_DET='PPD(RE+1).F';
UPDATE CMSINTEGRATION.CABLE SET LAST_CHANGE=CURRENT_TIMESTAMP, ROUTING='CHS(ID/+1).F3' WHERE SUBSYSTEM='RE' AND TYPE_DET='3_HV' AND START_POINT_DET='RE+3/2/15' AND END_POINT_DET='PPD(RE+1).F';
UPDATE CMSINTEGRATION.CABLE SET LAST_CHANGE=CURRENT_TIMESTAMP, ROUTING='CHS(ID/+1).F3' WHERE SUBSYSTEM='RE' AND TYPE_DET='3_HV' AND START_POINT_DET='RE+3/2/16' AND END_POINT_DET='PPD(RE+1).F';
UPDATE CMSINTEGRATION.CABLE SET LAST_CHANGE=CURRENT_TIMESTAMP, ROUTING='CHS(ID/+1).F3' WHERE SUBSYSTEM='RE' AND TYPE_DET='3_HV' AND START_POINT_DET='RE+3/2/17' AND END_POINT_DET='PPD(RE+1).F';
UPDATE CMSINTEGRATION.CABLE SET LAST_CHANGE=CURRENT_TIMESTAMP, ROUTING='CHS(ID/+1).F3' WHERE SUBSYSTEM='RE' AND TYPE_DET='3_HV' AND START_POINT_DET='RE+3/2/18' AND END_POINT_DET='PPD(RE+1).F';
UPDATE CMSINTEGRATION.CABLE SET LAST_CHANGE=CURRENT_TIMESTAMP, ROUTING='CHS(ID/+1).F3' WHERE SUBSYSTEM='RE' AND TYPE_DET='3_HV' AND START_POINT_DET='RE+3/2/19' AND END_POINT_DET='PPD(RE+1).F';
UPDATE CMSINTEGRATION.CABLE SET LAST_CHANGE=CURRENT_TIMESTAMP, ROUTING='CHS(ID/+1).F3' WHERE SUBSYSTEM='RE' AND TYPE_DET='3_HV' AND START_POINT_DET='RE+3/2/20' AND END_POINT_DET='PPD(RE+1).F';
UPDATE CMSINTEGRATION.CABLE SET LAST_CHANGE=CURRENT_TIMESTAMP, ROUTING='CHS(ID/+1).F3' WHERE SUBSYSTEM='RE' AND TYPE_DET='3_HV' AND START_POINT_DET='RE+3/2/21' AND END_POINT_DET='PPD(RE+1).F';
UPDATE CMSINTEGRATION.CABLE SET LAST_CHANGE=CURRENT_TIMESTAMP, ROUTING='CHS(ID/+1).F3' WHERE SUBSYSTEM='RE' AND TYPE_DET='3_HV' AND START_POINT_DET='RE+3/2/22' AND END_POINT_DET='PPD(RE+1).F';
UPDATE CMSINTEGRATION.CABLE SET LAST_CHANGE=CURRENT_TIMESTAMP, ROUTING='CHS(ID/+1).F3' WHERE SUBSYSTEM='RE' AND TYPE_DET='3_HV' AND START_POINT_DET='RE+3/2/23' AND END_POINT_DET='PPD(RE+1).F';
UPDATE CMSINTEGRATION.CABLE SET LAST_CHANGE=CURRENT_TIMESTAMP, ROUTING='CHS(ID/+1).F3' WHERE SUBSYSTEM='RE' AND TYPE_DET='3_HV' AND START_POINT_DET='RE+3/2/24' AND END_POINT_DET='PPD(RE+1).F';
UPDATE CMSINTEGRATION.CABLE SET LAST_CHANGE=CURRENT_TIMESTAMP, ROUTING='CHS(ID/+1).F3' WHERE SUBSYSTEM='RE' AND TYPE_DET='3_HV' AND START_POINT_DET='RE+3/2/25' AND END_POINT_DET='PPD(RE+1).F';
UPDATE CMSINTEGRATION.CABLE SET LAST_CHANGE=CURRENT_TIMESTAMP, ROUTING='CHS(ID/+1).F3' WHERE SUBSYSTEM='RE' AND TYPE_DET='3_HV' AND START_POINT_DET='RE+3/2/26' AND END_POINT_DET='PPD(RE+1).F';
UPDATE CMSINTEGRATION.CABLE SET LAST_CHANGE=CURRENT_TIMESTAMP, ROUTING='CHS(ID/+1).F3' WHERE SUBSYSTEM='RE' AND TYPE_DET='3_HV' AND START_POINT_DET='RE+3/2/27' AND END_POINT_DET='PPD(RE+1).F';
UPDATE CMSINTEGRATION.CABLE SET LAST_CHANGE=CURRENT_TIMESTAMP, ROUTING='CHS(ID/+1).F3' WHERE SUBSYSTEM='RE' AND TYPE_DET='3_HV' AND START_POINT_DET='RE+3/2/28' AND END_POINT_DET='PPD(RE+1).F';
UPDATE CMSINTEGRATION.CABLE SET LAST_CHANGE=CURRENT_TIMESTAMP, ROUTING='CHS(ID/+1).N3' WHERE SUBSYSTEM='RE' AND TYPE_DET='3_HV' AND START_POINT_DET='RE+3/2/29' AND END_POINT_DET='PPD(RE+1).N';
UPDATE CMSINTEGRATION.CABLE SET LAST_CHANGE=CURRENT_TIMESTAMP, ROUTING='CHS(ID/+1).N3' WHERE SUBSYSTEM='RE' AND TYPE_DET='3_HV' AND START_POINT_DET='RE+3/2/30' AND END_POINT_DET='PPD(RE+1).N';
UPDATE CMSINTEGRATION.CABLE SET LAST_CHANGE=CURRENT_TIMESTAMP, ROUTING='CHS(ID/+1).N3' WHERE SUBSYSTEM='RE' AND TYPE_DET='3_HV' AND START_POINT_DET='RE+3/2/31' AND END_POINT_DET='PPD(RE+1).N';
UPDATE CMSINTEGRATION.CABLE SET LAST_CHANGE=CURRENT_TIMESTAMP, ROUTING='CHS(ID/+1).N3' WHERE SUBSYSTEM='RE' AND TYPE_DET='3_HV' AND START_POINT_DET='RE+3/2/32' AND END_POINT_DET='PPD(RE+1).N';
UPDATE CMSINTEGRATION.CABLE SET LAST_CHANGE=CURRENT_TIMESTAMP, ROUTING='CHS(ID/+1).N3' WHERE SUBSYSTEM='RE' AND TYPE_DET='3_HV' AND START_POINT_DET='RE+3/2/33' AND END_POINT_DET='PPD(RE+1).N';
UPDATE CMSINTEGRATION.CABLE SET LAST_CHANGE=CURRENT_TIMESTAMP, ROUTING='CHS(ID/+1).N3' WHERE SUBSYSTEM='RE' AND TYPE_DET='3_HV' AND START_POINT_DET='RE+3/2/34' AND END_POINT_DET='PPD(RE+1).N';
UPDATE CMSINTEGRATION.CABLE SET LAST_CHANGE=CURRENT_TIMESTAMP, ROUTING='CHS(ID/+1).N3' WHERE SUBSYSTEM='RE' AND TYPE_DET='3_HV' AND START_POINT_DET='RE+3/2/35' AND END_POINT_DET='PPD(RE+1).N';
UPDATE CMSINTEGRATION.CABLE SET LAST_CHANGE=CURRENT_TIMESTAMP, ROUTING='CHS(ID/+1).N3' WHERE SUBSYSTEM='RE' AND TYPE_DET='3_HV' AND START_POINT_DET='RE+3/2/36' AND END_POINT_DET='PPD(RE+1).N';
UPDATE CMSINTEGRATION.CABLE SET LAST_CHANGE=CURRENT_TIMESTAMP, ROUTING='CHS(ID/-1).N3' WHERE SUBSYSTEM='RE' AND TYPE_DET='3_HV' AND START_POINT_DET='RE-3/3/01' AND END_POINT_DET='PPD(RE-1).N';
UPDATE CMSINTEGRATION.CABLE SET LAST_CHANGE=CURRENT_TIMESTAMP, ROUTING='CHS(ID/-1).N3' WHERE SUBSYSTEM='RE' AND TYPE_DET='3_HV' AND START_POINT_DET='RE-3/3/02' AND END_POINT_DET='PPD(RE-1).N';
UPDATE CMSINTEGRATION.CABLE SET LAST_CHANGE=CURRENT_TIMESTAMP, ROUTING='CHS(ID/-1).N3' WHERE SUBSYSTEM='RE' AND TYPE_DET='3_HV' AND START_POINT_DET='RE-3/3/03' AND END_POINT_DET='PPD(RE-1).N';
UPDATE CMSINTEGRATION.CABLE SET LAST_CHANGE=CURRENT_TIMESTAMP, ROUTING='CHS(ID/-1).N3' WHERE SUBSYSTEM='RE' AND TYPE_DET='3_HV' AND START_POINT_DET='RE-3/3/04' AND END_POINT_DET='PPD(RE-1).N';
UPDATE CMSINTEGRATION.CABLE SET LAST_CHANGE=CURRENT_TIMESTAMP, ROUTING='CHS(ID/-1).N3' WHERE SUBSYSTEM='RE' AND TYPE_DET='3_HV' AND START_POINT_DET='RE-3/3/05' AND END_POINT_DET='PPD(RE-1).N';
UPDATE CMSINTEGRATION.CABLE SET LAST_CHANGE=CURRENT_TIMESTAMP, ROUTING='CHS(ID/-1).N3' WHERE SUBSYSTEM='RE' AND TYPE_DET='3_HV' AND START_POINT_DET='RE-3/3/06' AND END_POINT_DET='PPD(RE-1).N';
UPDATE CMSINTEGRATION.CABLE SET LAST_CHANGE=CURRENT_TIMESTAMP, ROUTING='CHS(ID/-1).N3' WHERE SUBSYSTEM='RE' AND TYPE_DET='3_HV' AND START_POINT_DET='RE-3/3/07' AND END_POINT_DET='PPD(RE-1).N';
UPDATE CMSINTEGRATION.CABLE SET LAST_CHANGE=CURRENT_TIMESTAMP, ROUTING='CHS(ID/-1).N3' WHERE SUBSYSTEM='RE' AND TYPE_DET='3_HV' AND START_POINT_DET='RE-3/3/08' AND END_POINT_DET='PPD(RE-1).N';
UPDATE CMSINTEGRATION.CABLE SET LAST_CHANGE=CURRENT_TIMESTAMP, ROUTING='CHS(ID/-1).N3' WHERE SUBSYSTEM='RE' AND TYPE_DET='3_HV' AND START_POINT_DET='RE-3/3/09' AND END_POINT_DET='PPD(RE-1).N';
UPDATE CMSINTEGRATION.CABLE SET LAST_CHANGE=CURRENT_TIMESTAMP, ROUTING='CHS(ID/-1).N3' WHERE SUBSYSTEM='RE' AND TYPE_DET='3_HV' AND START_POINT_DET='RE-3/3/10' AND END_POINT_DET='PPD(RE-1).N';
UPDATE CMSINTEGRATION.CABLE SET LAST_CHANGE=CURRENT_TIMESTAMP, ROUTING='CHS(ID/-1).F3' WHERE SUBSYSTEM='RE' AND TYPE_DET='3_HV' AND START_POINT_DET='RE-3/3/11' AND END_POINT_DET='PPD(RE-1).F';
UPDATE CMSINTEGRATION.CABLE SET LAST_CHANGE=CURRENT_TIMESTAMP, ROUTING='CHS(ID/-1).F3' WHERE SUBSYSTEM='RE' AND TYPE_DET='3_HV' AND START_POINT_DET='RE-3/3/12' AND END_POINT_DET='PPD(RE-1).F';
UPDATE CMSINTEGRATION.CABLE SET LAST_CHANGE=CURRENT_TIMESTAMP, ROUTING='CHS(ID/-1).F3' WHERE SUBSYSTEM='RE' AND TYPE_DET='3_HV' AND START_POINT_DET='RE-3/3/13' AND END_POINT_DET='PPD(RE-1).F';
UPDATE CMSINTEGRATION.CABLE SET LAST_CHANGE=CURRENT_TIMESTAMP, ROUTING='CHS(ID/-1).F3' WHERE SUBSYSTEM='RE' AND TYPE_DET='3_HV' AND START_POINT_DET='RE-3/3/14' AND END_POINT_DET='PPD(RE-1).F';
UPDATE CMSINTEGRATION.CABLE SET LAST_CHANGE=CURRENT_TIMESTAMP, ROUTING='CHS(ID/-1).F3' WHERE SUBSYSTEM='RE' AND TYPE_DET='3_HV' AND START_POINT_DET='RE-3/3/15' AND END_POINT_DET='PPD(RE-1).F';
UPDATE CMSINTEGRATION.CABLE SET LAST_CHANGE=CURRENT_TIMESTAMP, ROUTING='CHS(ID/-1).F3' WHERE SUBSYSTEM='RE' AND TYPE_DET='3_HV' AND START_POINT_DET='RE-3/3/16' AND END_POINT_DET='PPD(RE-1).F';
UPDATE CMSINTEGRATION.CABLE SET LAST_CHANGE=CURRENT_TIMESTAMP, ROUTING='CHS(ID/-1).F3' WHERE SUBSYSTEM='RE' AND TYPE_DET='3_HV' AND START_POINT_DET='RE-3/3/17' AND END_POINT_DET='PPD(RE-1).F';
UPDATE CMSINTEGRATION.CABLE SET LAST_CHANGE=CURRENT_TIMESTAMP, ROUTING='CHS(ID/-1).F3' WHERE SUBSYSTEM='RE' AND TYPE_DET='3_HV' AND START_POINT_DET='RE-3/3/18' AND END_POINT_DET='PPD(RE-1).F';
UPDATE CMSINTEGRATION.CABLE SET LAST_CHANGE=CURRENT_TIMESTAMP, ROUTING='CHS(ID/-1).F3' WHERE SUBSYSTEM='RE' AND TYPE_DET='3_HV' AND START_POINT_DET='RE-3/3/19' AND END_POINT_DET='PPD(RE-1).F';
UPDATE CMSINTEGRATION.CABLE SET LAST_CHANGE=CURRENT_TIMESTAMP, ROUTING='CHS(ID/-1).F3' WHERE SUBSYSTEM='RE' AND TYPE_DET='3_HV' AND START_POINT_DET='RE-3/3/20' AND END_POINT_DET='PPD(RE-1).F';
UPDATE CMSINTEGRATION.CABLE SET LAST_CHANGE=CURRENT_TIMESTAMP, ROUTING='CHS(ID/-1).F3' WHERE SUBSYSTEM='RE' AND TYPE_DET='3_HV' AND START_POINT_DET='RE-3/3/21' AND END_POINT_DET='PPD(RE-1).F';
UPDATE CMSINTEGRATION.CABLE SET LAST_CHANGE=CURRENT_TIMESTAMP, ROUTING='CHS(ID/-1).F3' WHERE SUBSYSTEM='RE' AND TYPE_DET='3_HV' AND START_POINT_DET='RE-3/3/22' AND END_POINT_DET='PPD(RE-1).F';
UPDATE CMSINTEGRATION.CABLE SET LAST_CHANGE=CURRENT_TIMESTAMP, ROUTING='CHS(ID/-1).F3' WHERE SUBSYSTEM='RE' AND TYPE_DET='3_HV' AND START_POINT_DET='RE-3/3/23' AND END_POINT_DET='PPD(RE-1).F';
UPDATE CMSINTEGRATION.CABLE SET LAST_CHANGE=CURRENT_TIMESTAMP, ROUTING='CHS(ID/-1).F3' WHERE SUBSYSTEM='RE' AND TYPE_DET='3_HV' AND START_POINT_DET='RE-3/3/24' AND END_POINT_DET='PPD(RE-1).F';
UPDATE CMSINTEGRATION.CABLE SET LAST_CHANGE=CURRENT_TIMESTAMP, ROUTING='CHS(ID/-1).F3' WHERE SUBSYSTEM='RE' AND TYPE_DET='3_HV' AND START_POINT_DET='RE-3/3/25' AND END_POINT_DET='PPD(RE-1).F';
UPDATE CMSINTEGRATION.CABLE SET LAST_CHANGE=CURRENT_TIMESTAMP, ROUTING='CHS(ID/-1).F3' WHERE SUBSYSTEM='RE' AND TYPE_DET='3_HV' AND START_POINT_DET='RE-3/3/26' AND END_POINT_DET='PPD(RE-1).F';
UPDATE CMSINTEGRATION.CABLE SET LAST_CHANGE=CURRENT_TIMESTAMP, ROUTING='CHS(ID/-1).F3' WHERE SUBSYSTEM='RE' AND TYPE_DET='3_HV' AND START_POINT_DET='RE-3/3/27' AND END_POINT_DET='PPD(RE-1).F';
UPDATE CMSINTEGRATION.CABLE SET LAST_CHANGE=CURRENT_TIMESTAMP, ROUTING='CHS(ID/-1).F3' WHERE SUBSYSTEM='RE' AND TYPE_DET='3_HV' AND START_POINT_DET='RE-3/3/28' AND END_POINT_DET='PPD(RE-1).F';
UPDATE CMSINTEGRATION.CABLE SET LAST_CHANGE=CURRENT_TIMESTAMP, ROUTING='CHS(ID/-1).N3' WHERE SUBSYSTEM='RE' AND TYPE_DET='3_HV' AND START_POINT_DET='RE-3/3/29' AND END_POINT_DET='PPD(RE-1).N';
UPDATE CMSINTEGRATION.CABLE SET LAST_CHANGE=CURRENT_TIMESTAMP, ROUTING='CHS(ID/-1).N3' WHERE SUBSYSTEM='RE' AND TYPE_DET='3_HV' AND START_POINT_DET='RE-3/3/30' AND END_POINT_DET='PPD(RE-1).N';
UPDATE CMSINTEGRATION.CABLE SET LAST_CHANGE=CURRENT_TIMESTAMP, ROUTING='CHS(ID/-1).N3' WHERE SUBSYSTEM='RE' AND TYPE_DET='3_HV' AND START_POINT_DET='RE-3/3/31' AND END_POINT_DET='PPD(RE-1).N';
UPDATE CMSINTEGRATION.CABLE SET LAST_CHANGE=CURRENT_TIMESTAMP, ROUTING='CHS(ID/-1).N3' WHERE SUBSYSTEM='RE' AND TYPE_DET='3_HV' AND START_POINT_DET='RE-3/3/32' AND END_POINT_DET='PPD(RE-1).N';
UPDATE CMSINTEGRATION.CABLE SET LAST_CHANGE=CURRENT_TIMESTAMP, ROUTING='CHS(ID/-1).N3' WHERE SUBSYSTEM='RE' AND TYPE_DET='3_HV' AND START_POINT_DET='RE-3/3/33' AND END_POINT_DET='PPD(RE-1).N';
UPDATE CMSINTEGRATION.CABLE SET LAST_CHANGE=CURRENT_TIMESTAMP, ROUTING='CHS(ID/-1).N3' WHERE SUBSYSTEM='RE' AND TYPE_DET='3_HV' AND START_POINT_DET='RE-3/3/34' AND END_POINT_DET='PPD(RE-1).N';
UPDATE CMSINTEGRATION.CABLE SET LAST_CHANGE=CURRENT_TIMESTAMP, ROUTING='CHS(ID/-1).N3' WHERE SUBSYSTEM='RE' AND TYPE_DET='3_HV' AND START_POINT_DET='RE-3/3/35' AND END_POINT_DET='PPD(RE-1).N';
UPDATE CMSINTEGRATION.CABLE SET LAST_CHANGE=CURRENT_TIMESTAMP, ROUTING='CHS(ID/-1).N3' WHERE SUBSYSTEM='RE' AND TYPE_DET='3_HV' AND START_POINT_DET='RE-3/3/36' AND END_POINT_DET='PPD(RE-1).N';
UPDATE CMSINTEGRATION.CABLE SET LAST_CHANGE=CURRENT_TIMESTAMP, ROUTING='CHS(ID/-1).N3' WHERE SUBSYSTEM='RE' AND TYPE_DET='3_HV' AND START_POINT_DET='RE-3/2/01' AND END_POINT_DET='PPD(RE-1).N';
UPDATE CMSINTEGRATION.CABLE SET LAST_CHANGE=CURRENT_TIMESTAMP, ROUTING='CHS(ID/-1).N3' WHERE SUBSYSTEM='RE' AND TYPE_DET='3_HV' AND START_POINT_DET='RE-3/2/02' AND END_POINT_DET='PPD(RE-1).N';
UPDATE CMSINTEGRATION.CABLE SET LAST_CHANGE=CURRENT_TIMESTAMP, ROUTING='CHS(ID/-1).N3' WHERE SUBSYSTEM='RE' AND TYPE_DET='3_HV' AND START_POINT_DET='RE-3/2/03' AND END_POINT_DET='PPD(RE-1).N';
UPDATE CMSINTEGRATION.CABLE SET LAST_CHANGE=CURRENT_TIMESTAMP, ROUTING='CHS(ID/-1).N3' WHERE SUBSYSTEM='RE' AND TYPE_DET='3_HV' AND START_POINT_DET='RE-3/2/04' AND END_POINT_DET='PPD(RE-1).N';
UPDATE CMSINTEGRATION.CABLE SET LAST_CHANGE=CURRENT_TIMESTAMP, ROUTING='CHS(ID/-1).N3' WHERE SUBSYSTEM='RE' AND TYPE_DET='3_HV' AND START_POINT_DET='RE-3/2/05' AND END_POINT_DET='PPD(RE-1).N';
UPDATE CMSINTEGRATION.CABLE SET LAST_CHANGE=CURRENT_TIMESTAMP, ROUTING='CHS(ID/-1).N3' WHERE SUBSYSTEM='RE' AND TYPE_DET='3_HV' AND START_POINT_DET='RE-3/2/06' AND END_POINT_DET='PPD(RE-1).N';
UPDATE CMSINTEGRATION.CABLE SET LAST_CHANGE=CURRENT_TIMESTAMP, ROUTING='CHS(ID/-1).N3' WHERE SUBSYSTEM='RE' AND TYPE_DET='3_HV' AND START_POINT_DET='RE-3/2/07' AND END_POINT_DET='PPD(RE-1).N';
UPDATE CMSINTEGRATION.CABLE SET LAST_CHANGE=CURRENT_TIMESTAMP, ROUTING='CHS(ID/-1).N3' WHERE SUBSYSTEM='RE' AND TYPE_DET='3_HV' AND START_POINT_DET='RE-3/2/08' AND END_POINT_DET='PPD(RE-1).N';
UPDATE CMSINTEGRATION.CABLE SET LAST_CHANGE=CURRENT_TIMESTAMP, ROUTING='CHS(ID/-1).N3' WHERE SUBSYSTEM='RE' AND TYPE_DET='3_HV' AND START_POINT_DET='RE-3/2/09' AND END_POINT_DET='PPD(RE-1).N';
UPDATE CMSINTEGRATION.CABLE SET LAST_CHANGE=CURRENT_TIMESTAMP, ROUTING='CHS(ID/-1).N3' WHERE SUBSYSTEM='RE' AND TYPE_DET='3_HV' AND START_POINT_DET='RE-3/2/10' AND END_POINT_DET='PPD(RE-1).N';
UPDATE CMSINTEGRATION.CABLE SET LAST_CHANGE=CURRENT_TIMESTAMP, ROUTING='CHS(ID/-1).F3' WHERE SUBSYSTEM='RE' AND TYPE_DET='3_HV' AND START_POINT_DET='RE-3/2/11' AND END_POINT_DET='PPD(RE-1).F';
UPDATE CMSINTEGRATION.CABLE SET LAST_CHANGE=CURRENT_TIMESTAMP, ROUTING='CHS(ID/-1).F3' WHERE SUBSYSTEM='RE' AND TYPE_DET='3_HV' AND START_POINT_DET='RE-3/2/12' AND END_POINT_DET='PPD(RE-1).F';
UPDATE CMSINTEGRATION.CABLE SET LAST_CHANGE=CURRENT_TIMESTAMP, ROUTING='CHS(ID/-1).F3' WHERE SUBSYSTEM='RE' AND TYPE_DET='3_HV' AND START_POINT_DET='RE-3/2/13' AND END_POINT_DET='PPD(RE-1).F';
UPDATE CMSINTEGRATION.CABLE SET LAST_CHANGE=CURRENT_TIMESTAMP, ROUTING='CHS(ID/-1).F3' WHERE SUBSYSTEM='RE' AND TYPE_DET='3_HV' AND START_POINT_DET='RE-3/2/14' AND END_POINT_DET='PPD(RE-1).F';
UPDATE CMSINTEGRATION.CABLE SET LAST_CHANGE=CURRENT_TIMESTAMP, ROUTING='CHS(ID/-1).F3' WHERE SUBSYSTEM='RE' AND TYPE_DET='3_HV' AND START_POINT_DET='RE-3/2/15' AND END_POINT_DET='PPD(RE-1).F';
UPDATE CMSINTEGRATION.CABLE SET LAST_CHANGE=CURRENT_TIMESTAMP, ROUTING='CHS(ID/-1).F3' WHERE SUBSYSTEM='RE' AND TYPE_DET='3_HV' AND START_POINT_DET='RE-3/2/16' AND END_POINT_DET='PPD(RE-1).F';
UPDATE CMSINTEGRATION.CABLE SET LAST_CHANGE=CURRENT_TIMESTAMP, ROUTING='CHS(ID/-1).F3' WHERE SUBSYSTEM='RE' AND TYPE_DET='3_HV' AND START_POINT_DET='RE-3/2/17' AND END_POINT_DET='PPD(RE-1).F';
UPDATE CMSINTEGRATION.CABLE SET LAST_CHANGE=CURRENT_TIMESTAMP, ROUTING='CHS(ID/-1).F3' WHERE SUBSYSTEM='RE' AND TYPE_DET='3_HV' AND START_POINT_DET='RE-3/2/18' AND END_POINT_DET='PPD(RE-1).F';
UPDATE CMSINTEGRATION.CABLE SET LAST_CHANGE=CURRENT_TIMESTAMP, ROUTING='CHS(ID/-1).F3' WHERE SUBSYSTEM='RE' AND TYPE_DET='3_HV' AND START_POINT_DET='RE-3/2/19' AND END_POINT_DET='PPD(RE-1).F';
UPDATE CMSINTEGRATION.CABLE SET LAST_CHANGE=CURRENT_TIMESTAMP, ROUTING='CHS(ID/-1).F3' WHERE SUBSYSTEM='RE' AND TYPE_DET='3_HV' AND START_POINT_DET='RE-3/2/20' AND END_POINT_DET='PPD(RE-1).F';
UPDATE CMSINTEGRATION.CABLE SET LAST_CHANGE=CURRENT_TIMESTAMP, ROUTING='CHS(ID/-1).F3' WHERE SUBSYSTEM='RE' AND TYPE_DET='3_HV' AND START_POINT_DET='RE-3/2/21' AND END_POINT_DET='PPD(RE-1).F';
UPDATE CMSINTEGRATION.CABLE SET LAST_CHANGE=CURRENT_TIMESTAMP, ROUTING='CHS(ID/-1).F3' WHERE SUBSYSTEM='RE' AND TYPE_DET='3_HV' AND START_POINT_DET='RE-3/2/22' AND END_POINT_DET='PPD(RE-1).F';
UPDATE CMSINTEGRATION.CABLE SET LAST_CHANGE=CURRENT_TIMESTAMP, ROUTING='CHS(ID/-1).F3' WHERE SUBSYSTEM='RE' AND TYPE_DET='3_HV' AND START_POINT_DET='RE-3/2/23' AND END_POINT_DET='PPD(RE-1).F';
UPDATE CMSINTEGRATION.CABLE SET LAST_CHANGE=CURRENT_TIMESTAMP, ROUTING='CHS(ID/-1).F3' WHERE SUBSYSTEM='RE' AND TYPE_DET='3_HV' AND START_POINT_DET='RE-3/2/24' AND END_POINT_DET='PPD(RE-1).F';
UPDATE CMSINTEGRATION.CABLE SET LAST_CHANGE=CURRENT_TIMESTAMP, ROUTING='CHS(ID/-1).F3' WHERE SUBSYSTEM='RE' AND TYPE_DET='3_HV' AND START_POINT_DET='RE-3/2/25' AND END_POINT_DET='PPD(RE-1).F';
UPDATE CMSINTEGRATION.CABLE SET LAST_CHANGE=CURRENT_TIMESTAMP, ROUTING='CHS(ID/-1).F3' WHERE SUBSYSTEM='RE' AND TYPE_DET='3_HV' AND START_POINT_DET='RE-3/2/26' AND END_POINT_DET='PPD(RE-1).F';
UPDATE CMSINTEGRATION.CABLE SET LAST_CHANGE=CURRENT_TIMESTAMP, ROUTING='CHS(ID/-1).F3' WHERE SUBSYSTEM='RE' AND TYPE_DET='3_HV' AND START_POINT_DET='RE-3/2/27' AND END_POINT_DET='PPD(RE-1).F';
UPDATE CMSINTEGRATION.CABLE SET LAST_CHANGE=CURRENT_TIMESTAMP, ROUTING='CHS(ID/-1).F3' WHERE SUBSYSTEM='RE' AND TYPE_DET='3_HV' AND START_POINT_DET='RE-3/2/28' AND END_POINT_DET='PPD(RE-1).F';
UPDATE CMSINTEGRATION.CABLE SET LAST_CHANGE=CURRENT_TIMESTAMP, ROUTING='CHS(ID/-1).N3' WHERE SUBSYSTEM='RE' AND TYPE_DET='3_HV' AND START_POINT_DET='RE-3/2/29' AND END_POINT_DET='PPD(RE-1).N';
UPDATE CMSINTEGRATION.CABLE SET LAST_CHANGE=CURRENT_TIMESTAMP, ROUTING='CHS(ID/-1).N3' WHERE SUBSYSTEM='RE' AND TYPE_DET='3_HV' AND START_POINT_DET='RE-3/2/30' AND END_POINT_DET='PPD(RE-1).N';
UPDATE CMSINTEGRATION.CABLE SET LAST_CHANGE=CURRENT_TIMESTAMP, ROUTING='CHS(ID/-1).N3' WHERE SUBSYSTEM='RE' AND TYPE_DET='3_HV' AND START_POINT_DET='RE-3/2/31' AND END_POINT_DET='PPD(RE-1).N';
UPDATE CMSINTEGRATION.CABLE SET LAST_CHANGE=CURRENT_TIMESTAMP, ROUTING='CHS(ID/-1).N3' WHERE SUBSYSTEM='RE' AND TYPE_DET='3_HV' AND START_POINT_DET='RE-3/2/32' AND END_POINT_DET='PPD(RE-1).N';
UPDATE CMSINTEGRATION.CABLE SET LAST_CHANGE=CURRENT_TIMESTAMP, ROUTING='CHS(ID/-1).N3' WHERE SUBSYSTEM='RE' AND TYPE_DET='3_HV' AND START_POINT_DET='RE-3/2/33' AND END_POINT_DET='PPD(RE-1).N';
UPDATE CMSINTEGRATION.CABLE SET LAST_CHANGE=CURRENT_TIMESTAMP, ROUTING='CHS(ID/-1).N3' WHERE SUBSYSTEM='RE' AND TYPE_DET='3_HV' AND START_POINT_DET='RE-3/2/34' AND END_POINT_DET='PPD(RE-1).N';
UPDATE CMSINTEGRATION.CABLE SET LAST_CHANGE=CURRENT_TIMESTAMP, ROUTING='CHS(ID/-1).N3' WHERE SUBSYSTEM='RE' AND TYPE_DET='3_HV' AND START_POINT_DET='RE-3/2/35' AND END_POINT_DET='PPD(RE-1).N';
UPDATE CMSINTEGRATION.CABLE SET LAST_CHANGE=CURRENT_TIMESTAMP, ROUTING='CHS(ID/-1).N3' WHERE SUBSYSTEM='RE' AND TYPE_DET='3_HV' AND START_POINT_DET='RE-3/2/36' AND END_POINT_DET='PPD(RE-1).N';